## struct
resource | type | Add Step | Add Post | Tier 1 | Tier 2 | Tier 3 | Tier 4 | Tier 5 | Tier 6 | Tier 7 | Tier 8 | Tier 9
| step |  |  | Tier 1: Level 0
| step |  |  | Tier 2: Zone 1
| step |  |  | Tier 3: BCA-DWD-112-ME-20050 / BCA-DWD-112-ME-30050
| step |  |  | Tier 4: 00FHO011
| step |  |  | Tier 5: Reception - Greet
FCU Template | checklist |  |  | Tier 6: 112-0A-MEP5-AHU004-FCU-004 - Temperzone IMD280Y - Fan Coil Unit 150L/S OA
Grilles & Diffusers QA Checklist | checklist |  |  | Tier 6: R07 - Holyoake EC-125 600x600 - Return Grille
Grilles & Diffusers QA Checklist | checklist |  |  | Tier 6: S05 - Holyoake CFPP 600/30 600x600 - Supply Grille
FCU Template | checklist |  |  | Tier 6: 112-0A-MEP5-AHU004-FCU-003 - Temperzone IMD95Y - FCU 60L/S OA
| step |  |  | Tier 4: 00FHO006
| step |  |  | Tier 5: Interview Room - Mana Whenua
FCU Template | checklist |  |  | Tier 6: 112-0A-MEP5-AHU004-FCU-002 - Temperzone IMD95Y - FCU 65L/S OA
Grilles & Diffusers QA Checklist | checklist |  |  | Tier 6: S05 - Holyoake CFPP 600/30 600x600 - Supply Grille
Grilles & Diffusers QA Checklist | checklist |  |  | Tier 6: R03 - Holyoake EC-125 600x300 - Return Grille
| step |  |  | Tier 4: 00FHO012
| step |  |  | Tier 5: Meeting 12
Grilles & Diffusers QA Checklist | checklist |  |  | Tier 6: S06 - Holyoake CFPP 450/24 600x600 - Supply Grille
Grilles & Diffusers QA Checklist | checklist |  |  | Tier 6: R03 - Holyoake EC-125 600x300 - Return Grille
Grilles & Diffusers QA Checklist | checklist |  |  | Tier 6: T02 - Holyoake EC-125 300x300 - Extract/Transfer Grille
| step |  |  | Tier 4: 00FHO014
| step |  |  | Tier 5: Whanau Lounge
Grilles & Diffusers QA Checklist | checklist |  |  | Tier 6: S07 - Holyoake CFPP 450/24 600x600 - Supply Grille
Grilles & Diffusers QA Checklist | checklist |  |  | Tier 6: T02 - Holyoake EC-125 300x300 - Extract/Transfer Grille
Grilles & Diffusers QA Checklist | checklist |  |  | Tier 6: R06 - Holyoake EC-125 600x600 - Return Grille
FCU Template | checklist |  |  | Tier 6: 112-0A-MEP5-AHU004-FCU-001 - Temperzone IMD135Y - FCU 150L/S OA
| step |  |  | Tier 4: 00FHO027
| step |  |  | Tier 5: Corridor
Grilles & Diffusers QA Checklist | checklist |  |  | Tier 6: T08 - Holyoake EC-125 600x600 - Extract/Transfer Grille
Grilles & Diffusers QA Checklist | checklist |  |  | Tier 6: R04 - Holyoake EC-125 600x600 - Return Grille
Grilles & Diffusers QA Checklist | checklist |  |  | Tier 6: E01 - Holyoake EC-125 200x200 - Extract/Transfer Grille
| step |  |  | Tier 4: 00FHO015
| step |  |  | Tier 5: Personal Care
Grilles & Diffusers QA Checklist | checklist |  |  | Tier 6: E02 - Holyoake EC-125 300x300 - Extract/Transfer Grille
Grilles & Diffusers QA Checklist | checklist |  |  | Tier 6: S02 - Holyoake CFPP 450/24 450x450 - Supply Grille
| step |  |  | Tier 4: 00FHO020
| step |  |  | Tier 5: Parenting
Grilles & Diffusers QA Checklist | checklist |  |  | Tier 6: E02 - Holyoake CFPP 450/24 300x300 - Extract/Transfer Grille
Grilles & Diffusers QA Checklist | checklist |  |  | Tier 6: SO4 - Holyoake CFPP 600/30 600x600 - Supply Grille
Heating Coils Template | checklist |  |  | Tier 6: 112-0A-AHU004-HC-002 - Temperzone 250x200 - 1.1 kW Heating Coil
| step |  |  | Tier 4: 00FHO016
| step |  |  | Tier 5: Toilet - Public
Grilles & Diffusers QA Checklist | checklist |  |  | Tier 6: E01 - Holyoake EC-125 200x200 - Extract/Transfer Grille
| step |  |  | Tier 4: 00FHO017
| step |  |  | Tier 5: Disposal
Grilles & Diffusers QA Checklist | checklist |  |  | Tier 6: E05 - Holyoake EC-125 450x450 - Extract/Transfer Grille
Grilles & Diffusers QA Checklist | checklist |  |  | Tier 6: T06 - Holyoake EC-125 600x600 - Extract/Transfer Grille
| step |  |  | Tier 4: 00FHO049
| step |  |  | Tier 5: Corridor
Grilles & Diffusers QA Checklist | checklist |  |  | Tier 6: T05 - Holyoake EC-125 450x450 - Extract/Transfer Grille
Grilles & Diffusers QA Checklist | checklist |  |  | Tier 6: T02 - Holyoake EC-125 300x300 - Extract/Transfer Grille
| step |  |  | Tier 4: 00PBO001
| step |  |  | Tier 5: Toilet - Accessible Public
Grilles & Diffusers QA Checklist | checklist |  |  | Tier 6: E02 - Holyoake EC-125 300x300 - Extract/Transfer Grille
| step |  |  | Tier 4: 00PBO002
| step |  |  | Tier 5: Toilet - Public
Grilles & Diffusers QA Checklist | checklist |  |  | Tier 6: E01 - Holyoake EC-125 200x200 - Extract/Transfer Grille
| step |  |  | Tier 4: 00PBO003
| step |  |  | Tier 5: Toilet - Public
Grilles & Diffusers QA Checklist | checklist |  |  | Tier 6: E01 - Holyoake EC-125 200x200 - Extract/Transfer Grille
| step |  |  | Tier 4: 00FHO018
| step |  |  | Tier 5: Cleaner
Grilles & Diffusers QA Checklist | checklist |  |  | Tier 6: E02 - Holyoake EC-125 300x300 - Extract/Transfer Grille
| step |  |  | Tier 2: Zone 2
| step |  |  | Tier 3: BCA-DWD-112-ME-20051 / BCA-DWD-112-ME-30051
| step |  |  | Tier 4: 00RTO001
| step |  |  | Tier 5: Retail
Grilles & Diffusers QA Checklist | checklist |  |  | Tier 6: T05 - Holyoake EC-125 450x450 - Extract/Transfer Grille
Grilles & Diffusers QA Checklist | checklist |  |  | Tier 6: S07 - Holyoake CFPP 450/24 600x600 - Supply Grille
| step |  |  | Tier 2: Zone 3
| step |  |  | Tier 3: BCA-DWD-112-ME-20052 / BCA-DWD-112-ME-30052
| step |  |  | Tier 4: 00CLB044
| step |  |  | Tier 5: Store - Equipment
Grilles & Diffusers QA Checklist | checklist |  |  | Tier 6: S05 - Holyoake CFPP 600/30 600x600 - Supply Grille
Grilles & Diffusers QA Checklist | checklist |  |  | Tier 6: E05 - Holyoake EC-125 450x450 - Extract/Transfer Grille
| step |  |  | Tier 4: 00CLB045
| step |  |  | Tier 5: Occpational Therapy Light - Paediatric
Grilles & Diffusers QA Checklist | checklist |  |  | Tier 6: S05 - Holyoake CFPP 600/30 600x600 - Supply Grille
Grilles & Diffusers QA Checklist | checklist |  |  | Tier 6: R08 - Holyoake EC-125 600x600 - Return Grille
| step |  |  | Tier 4: 00CLB041
| step |  |  | Tier 5: Waiting 20m2
Grilles & Diffusers QA Checklist | checklist |  |  | Tier 6: S04 - Holyoake CFPP 600/30 600x600 - Supply Grille
Grilles & Diffusers QA Checklist | checklist |  |  | Tier 6: E05 - Holyoake EC-125 450x450 - Extract/Transfer Grille
| step |  |  | Tier 4: 00CLB040
| step |  |  | Tier 5: Play Area
Grilles & Diffusers QA Checklist | checklist |  |  | Tier 6: S04 - Holyoake CFPP 600/30 600x600 - Supply Grille
| step |  |  | Tier 4: 00CLB039
| step |  |  | Tier 5: Reception/Clerical
Grilles & Diffusers QA Checklist | checklist |  |  | Tier 6: S25 - Holyoake CFPP-R 615-30 600x600 - Supply Grille
| step |  |  | Tier 4: 00CLB038
| step |  |  | Tier 5: Meeting 20m2
Grilles & Diffusers QA Checklist | checklist |  |  | Tier 6: S05 - Holyoake CFPP 600/30 600x600 - Supply Grille
Grilles & Diffusers QA Checklist | checklist |  |  | Tier 6: T06 - Holyoake EC-125 600x600 - Extract/Transfer Grille
| step |  |  | Tier 4: 00CLB049
| step |  |  | Tier 5: Corridor
Grilles & Diffusers QA Checklist | checklist |  |  | Tier 6: S04 - Holyoake CFPP 600/30 600x600 - Supply Grille
Grilles & Diffusers QA Checklist | checklist |  |  | Tier 6: R06 - Holyoake EC-125 600x600 - Return Grille
Grilles & Diffusers QA Checklist | checklist |  |  | Tier 6: T06 - Holyoake EC-125 600x600 - Extract/Transfer Grille
Grilles & Diffusers QA Checklist | checklist |  |  | Tier 6: E02 - Holyoake EC-125 300x300 - Extract/Transfer Grille
Grilles & Diffusers QA Checklist | checklist |  |  | Tier 6: T02 - Holyoake EC-125 300x300 - Extract/Transfer Grille
| step |  |  | Tier 4: 00CLB042
| step |  |  | Tier 5: Ensuite - Special
Grilles & Diffusers QA Checklist | checklist |  |  | Tier 6: E02 - Holyoake EC-125 300x300 - Extract/Transfer Grille
Grilles & Diffusers QA Checklist | checklist |  |  | Tier 6: T02 - Holyoake EC-125 300x300 - Extract/Transfer Grille
| step |  |  | Tier 4: 00CLB043
| step |  |  | Tier 5: Toilet - Public
Grilles & Diffusers QA Checklist | checklist |  |  | Tier 6: E01 - Holyoake EC-125 200x200 - Extract/Transfer Grille
Grilles & Diffusers QA Checklist | checklist |  |  | Tier 6: T01 - Holyoake EC-125 200x200 - Extract/Transfer Grille
| step |  |  | Tier 4: 00CLA046
| step |  |  | Tier 5: Store - Consumables
Grilles & Diffusers QA Checklist | checklist |  |  | Tier 6: S04 - Holyoake CFPP 600/30 600x600 - Supply Grille
Grilles & Diffusers QA Checklist | checklist |  |  | Tier 6: T02 - Holyoake EC-125 300x300 - Extract/Transfer Grille
| step |  |  | Tier 4: 00CLA003
| step |  |  | Tier 5: Reception/Clerical (Antenatal)
Grilles & Diffusers QA Checklist | checklist |  |  | Tier 6: E02 - Holyoake EC-125 300x300 - Extract/Transfer Grille
Grilles & Diffusers QA Checklist | checklist |  |  | Tier 6: S25 - Holyoake CFPP-R 615-30 600x600 - Supply Grille
| step |  |  | Tier 4: 00CLA007
| step |  |  | Tier 5: Waiting - Antenatal
Grilles & Diffusers QA Checklist | checklist |  |  | Tier 6: S05 - Holyoake CFPP 600/30 600x600 - Supply Grille
| step |  |  | Tier 2: Zone 4
| step |  |  | Tier 3: BCA-DWD-112-ME-20053 / BCA-DWD-112-ME-30053 / BCA-DWD-112-MG-20001
Grilles & Diffusers QA Checklist | checklist |  |  | Tier 4: 00RTO001; Tier 5: Retail; Tier 6: R06 - Holyoake EC-125 600x600 - Return Grille
Grilles & Diffusers QA Checklist | checklist |  |  | Tier 6: S07 - Holyoake CFPP 450/24 600x600 - Supply Grille
Grilles & Diffusers QA Checklist | checklist |  |  | Tier 6: S11 - Holyoake VS-5 Ø400 - Jet Diffuser
Grilles & Diffusers QA Checklist | checklist |  |  | Tier 6: S05 - Holyoake CFPP 600/30 600x600 - Supply Grille
Grilles & Diffusers QA Checklist | checklist |  |  | Tier 6: R07 - Holyoake EC-125 600x600 - Return Grille
Grilles & Diffusers QA Checklist | checklist |  |  | Tier 6: S07 - Holyoake CFPP 450/24 600x600 - Supply Grille
Grilles & Diffusers QA Checklist | checklist |  |  | Tier 6: S06 - Holyoake CFPP 450/24 600x600 - Supply Grille
Grilles & Diffusers QA Checklist | checklist |  |  | Tier 6: R06 - Holyoake EC-125 600x600 - Return Grille
Grilles & Diffusers QA Checklist | checklist |  |  | Tier 6: R07 - Holyoake EC-125 600x600 - Return Grille
FCU Template | checklist |  |  | Tier 6: 112-0A-MEP5-AHU004-FCU-007 - Temperzone IMD280Y - FCU 30 L/S OA
FCU Template | checklist |  |  | Tier 6: 112-0A-MEP5-AHU004-FCU-005 - Temperzone IMD280Y - FCU 185 L/S OA
FCU Template | checklist |  |  | Tier 6: 112-0A-MEP5-AHU004-FCU-008 - Temperzone IMD135Y - FCU 85 L/S OA
FCU Template | checklist |  |  | Tier 6: 112-0A-MEP5-AHU004-FCU-006 - Temperzone IMD210Y - FCU 75 L/S OA
FCU Template | checklist |  |  | Tier 6: 112-0A-MEP5-AHU004-FCU-009 - Temperzone IMD280Y - FCU 175 L/S OA
HTM02-01 B3_4 Leakage Test | checklist |  |  | Tier 6: AGS - Anesthetic Gas Scavenging Copper Line
HTM02-01 B3_4 Leakage Test | checklist |  |  | Tier 6: MAMedical Air Copper Line
HTM02-01 B3_4 Leakage Test | checklist |  |  | Tier 6: CO2Co2 Copper Line
HTM02-01 B3_4 Leakage Test | checklist |  |  | Tier 6: VAC - Dental Vacuum PVC/PET line
| step |  |  | Tier 4: 00FHO009
| step |  |  | Tier 5: Bay - Mobile Equipment
Grilles & Diffusers QA Checklist | checklist |  |  | Tier 6: R08 - Holyoake EC-125 600x600 - Return Grille
| step |  |  | Tier 4: 00FHO008
| step |  |  | Tier 5: Volunteers Desk
Grilles & Diffusers QA Checklist | checklist |  |  | Tier 6: S27 - Holyoake CFPP-R 615-30 600x600 - Supply Grille
| step |  |  | Tier 2: Zone 5
| step |  |  | Tier 3: BCA-DWD-112-ME-20054 / BCA-DWD-112-ME-30054 / BCA-DWD-112-MG-20001
| step |  |  | Tier 4: 00CLB036
| step |  |  | Tier 5: Meeting 12m2
Grilles & Diffusers QA Checklist | checklist |  |  | Tier 6: S05 - Holyoake CFPP 600/30 600x600 - Supply Grille
Grilles & Diffusers QA Checklist | checklist |  |  | Tier 6: T06 - Holyoake EC-125 600x600 - Extract/Transfer Grille
| step |  |  | Tier 4: 00CLB035
| step |  |  | Tier 5: Consult
Grilles & Diffusers QA Checklist | checklist |  |  | Tier 6: S05 - Holyoake CFPP 600/30 600x600 - Supply Grille
Grilles & Diffusers QA Checklist | checklist |  |  | Tier 6: T06 - Holyoake EC-125 600x600 - Extract/Transfer Grille
| step |  |  | Tier 4: 00CLB033
| step |  |  | Tier 5: Consult
Grilles & Diffusers QA Checklist | checklist |  |  | Tier 6: S04 - Holyoake CFPP 600/30 600x600 - Supply Grille
Grilles & Diffusers QA Checklist | checklist |  |  | Tier 6: T06 - Holyoake EC-125 600x600 - Extract/Transfer Grille
| step |  |  | Tier 4: 00CLB032
| step |  |  | Tier 5: Consult
Grilles & Diffusers QA Checklist | checklist |  |  | Tier 6: S05 - Holyoake CFPP 600/30 600x600 - Supply Grille
Grilles & Diffusers QA Checklist | checklist |  |  | Tier 6: T06 - Holyoake EC-125 600x600 - Extract/Transfer Grille
| step |  |  | Tier 4: 00CLB030
| step |  |  | Tier 5: Consult/Treatment
Grilles & Diffusers QA Checklist | checklist |  |  | Tier 6: S05 - Holyoake CFPP 600/30 600x600 - Supply Grille
Grilles & Diffusers QA Checklist | checklist |  |  | Tier 6: T06 - Holyoake EC-125 600x600 - Extract/Transfer Grille
HTM02-01 B3_4 Leakage Test | checklist |  |  | Tier 6: OUT202 - Oxygen Outlet
HTM02-01 B3_4 Leakage Test | checklist |  |  | Tier 6: OUT502 - Medical Vacuum Outlet
| step |  |  | Tier 4: 00CLB050
| step |  |  | Tier 5: Corridor
Grilles & Diffusers QA Checklist | checklist |  |  | Tier 6: R07 - Holyoake EC-125 600x600 - Return Grille
Grilles & Diffusers QA Checklist | checklist |  |  | Tier 6: T05 - Holyoake EC-125 450x450 - Extract/Transfer Grille
Grilles & Diffusers QA Checklist | checklist |  |  | Tier 6: R07 - Holyoake EC-125 600x600 - Return Grille
Grilles & Diffusers QA Checklist | checklist |  |  | Tier 6: T05 - Holyoake EC-125 450x450 - Extract/Transfer Grille
Grilles & Diffusers QA Checklist | checklist |  |  | Tier 6: T06 - Holyoake EC-125 600x600 - Extract/Transfer Grille
Grilles & Diffusers QA Checklist | checklist |  |  | Tier 6: T02 - Holyoake EC-125 300x300 - Extract/Transfer Grille
Grilles & Diffusers QA Checklist | checklist |  |  | Tier 6: R07 - Holyoake EC-125 600x600 - Return Grille
Grilles & Diffusers QA Checklist | checklist |  |  | Tier 6: T05 - Holyoake EC-125 450x450 - Extract/Transfer Grille
| step |  |  | Tier 4: 00CLB003
| step |  |  | Tier 5: Staff Base
Grilles & Diffusers QA Checklist | checklist |  |  | Tier 6: S26 - Holyoake CFPP-R 615/30 600x600 - Supply Grille
| step |  |  | Tier 4: 00CLB004
| step |  |  | Tier 5: Bay - Photocopy/Stationary
Grilles & Diffusers QA Checklist | checklist |  |  | Tier 6: E02 - Holyoake EC-125 300x300 - Extract/Transfer Grille
| step |  |  | Tier 4: 00CLB006
| step |  |  | Tier 5: Store - Equpment
Grilles & Diffusers QA Checklist | checklist |  |  | Tier 6: E02 - Holyoake EC-125 300x300 - Extract/Transfer Grille
Grilles & Diffusers QA Checklist | checklist |  |  | Tier 6: T06 - Holyoake EC-125 600x600 - Extract/Transfer Grille
| step |  |  | Tier 4: 00CLB007
| step |  |  | Tier 5: Store - Consumables
Grilles & Diffusers QA Checklist | checklist |  |  | Tier 6: S02 - Holyoake CFPP 420/24 450x450 - Supply Grille
| step |  |  | Tier 4: 00CLB008
| step |  |  | Tier 5: Consult
Grilles & Diffusers QA Checklist | checklist |  |  | Tier 6: S04 - Holyoake CFPP 600/30 600x600 - Supply Grillele
Grilles & Diffusers QA Checklist | checklist |  |  | Tier 6: T02 - Holyoake EC-125 300x300 - Extract/Transfer Grille
| step |  |  | Tier 4: 00CLB043
| step |  |  | Tier 5: Consult
Grilles & Diffusers QA Checklist | checklist |  |  | Tier 6: S05 - Holyoake CFPP 600/30 600x600 - Supply Grille
Grilles & Diffusers QA Checklist | checklist |  |  | Tier 6: T06 - Holyoake EC-125 600x600 - Extract/Transfer Grille
| step |  |  | Tier 4: 00CLA044
| step |  |  | Tier 5: Consult
Grilles & Diffusers QA Checklist | checklist |  |  | Tier 6: S05 - Holyoake CFPP 600/30 600x600 - Supply Grille
Grilles & Diffusers QA Checklist | checklist |  |  | Tier 6: T05 - Holyoake EC-125 450x450 - Extract/Transfer Grille
| step |  |  | Tier 4: 00CLA001
| step |  |  | Tier 5: Meeting 12m2
Grilles & Diffusers QA Checklist | checklist |  |  | Tier 6: S05 - Holyoake CFPP 600/30 600x600 - Supply Grille
Grilles & Diffusers QA Checklist | checklist |  |  | Tier 6: T06 - Holyoake EC-125 600x600 - Extract/Transfer Grille
| step |  |  | Tier 4: 00CLB002
| step |  |  | Tier 5: Office - Clinical Workroom
Grilles & Diffusers QA Checklist | checklist |  |  | Tier 6: S06 - Holyoake CFPP 450/24 600x600 - Supply Grille
| step |  |  | Tier 4: 00CLA48
| step |  |  | Tier 5: Corridor
Grilles & Diffusers QA Checklist | checklist |  |  | Tier 6: T06 - Holyoake EC-125 600x600 - Extract/Transfer Grille
Grilles & Diffusers QA Checklist | checklist |  |  | Tier 6: R07 - Holyoake EC-125 600x600 - Return Grille
Grilles & Diffusers QA Checklist | checklist |  |  | Tier 6: T06 - Holyoake EC-125 600x600 - Extract/Transfer Grille
Grilles & Diffusers QA Checklist | checklist |  |  | Tier 6: T06 - Holyoake EC-125 600x600 - Extract/Transfer Grille
Grilles & Diffusers QA Checklist | checklist |  |  | Tier 6: T06 - Holyoake EC-125 600x600 - Extract/Transfer Grille
Grilles & Diffusers QA Checklist | checklist |  |  | Tier 6: T02 - Holyoake EC-125 300x300 - Extract/Transfer Grille
Grilles & Diffusers QA Checklist | checklist |  |  | Tier 6: T06 - Holyoake EC-125 600x600 - Extract/Transfer Grille
FCU Template | checklist |  |  | Tier 6: 112-0A-CLA-AHU005-FCU-010 - Temperzone IMDL 130Y - FCU 30 L/S OA
| step |  |  | Tier 4: 00CLA047
| step |  |  | Tier 5: Corridor
Grilles & Diffusers QA Checklist | checklist |  |  | Tier 6: T01 - Holyoake EC-125 200x200 - Extract/Transfer Grille
| step |  |  | Tier 4: 00CLA010
| step |  |  | Tier 5: Toilet - Accessible
Grilles & Diffusers QA Checklist | checklist |  |  | Tier 6: T01 - Holyoake EC-125 200x200 - Extract/Transfer Grille
Grilles & Diffusers QA Checklist | checklist |  |  | Tier 6: E01 - Holyoake EC-125 200x200 - Extract/Transfer Grille
| step |  |  | Tier 4: 00CLA011
| step |  |  | Tier 5: Waiting - General
Grilles & Diffusers QA Checklist | checklist |  |  | Tier 6: S04 - Holyoake CFPP 600/30 600x600 - Supply Grille
Grilles & Diffusers QA Checklist | checklist |  |  | Tier 6: E02 - Holyoake EC-125 300x300 - Extract/Transfer Grille
| step |  |  | Tier 4: 00CLA045
| step |  |  | Tier 5: Consult
Grilles & Diffusers QA Checklist | checklist |  |  | Tier 6: S05 - Holyoake CFPP 600/30 600x600 - Supply Grille
| step |  |  | Tier 4: 00CLA013
| step |  |  | Tier 5: Consult
Grilles & Diffusers QA Checklist | checklist |  |  | Tier 6: S05 - Holyoake CFPP 600/30 600x600 - Supply Grille
Grilles & Diffusers QA Checklist | checklist |  |  | Tier 6: T06 - Holyoake EC-125 600x600 - Extract/Transfer Grille
HTM02-01 B3_4 Leakage Test | checklist |  |  | Tier 6: OUT202 - Oxygen Outlet
HTM02-01 B3_4 Leakage Test | checklist |  |  | Tier 6: OUT502 - Medical Vacuum Outlet
| step |  |  | Tier 4: 00CLA016
| step |  |  | Tier 5: Toilet - Accessible
Grilles & Diffusers QA Checklist | checklist |  |  | Tier 6: T02 - Holyoake EC-125 300x300 - Extract/Transfer Grille
Grilles & Diffusers QA Checklist | checklist |  |  | Tier 6: E02 - Holyoake EC-125 300x300 - Extract/Transfer Grille
| step |  |  | Tier 4: 00CLA015
| step |  |  | Tier 5: Toilet - Patient
Grilles & Diffusers QA Checklist | checklist |  |  | Tier 6: EO1 - Holyoake EC-125 200x200 - Extract/Transfer Grille
| step |  |  | Tier 4: 00CLA014
| step |  |  | Tier 5: Toilet - Patient
Grilles & Diffusers QA Checklist | checklist |  |  | Tier 6: E01 - Holyoake EC-125 200x200 - Extract/Transfer Grille
| step |  |  | Tier 4: 00CLA017
| step |  |  | Tier 5: Consult
Grilles & Diffusers QA Checklist | checklist |  |  | Tier 6: S05 - Holyoake CFPP 600/30 600x600 - Supply Grille
Grilles & Diffusers QA Checklist | checklist |  |  | Tier 6: T06 - Holyoake EC-125 600x600 - Extract/Transfer Grille
HTM02-01 B3_4 Leakage Test | checklist |  |  | Tier 6: OUT202 - Oxygen Outlet
HTM02-01 B3_4 Leakage Test | checklist |  |  | Tier 6: OUT502 - Medical Vacuum Outlet
| step |  |  | Tier 4: Ceiling
HTM02-01 B3_4 Leakage Test | checklist |  |  | Tier 5: DVAC - Dental Vacuum PVC/PET
HTM02-01 B3_4 Leakage Test | checklist |  |  | Tier 5: VAC - Medical Vacuum Copper
HTM02-01 B3_4 Leakage Test | checklist |  |  | Tier 5: O2 - Oxygen Copper
| step |  |  | Tier 2: Zone 6
| step |  |  | Tier 3: BCA-DWD-112-ME-30055 / BCA-DWD-112-MG-20001 / BCA-DWD-112-ME-20055
Grilles & Diffusers QA Checklist | checklist |  |  | Tier 4: 00FHO024; Tier 5: Corridor; Tier 6: S06 - Holyoake CFPP 450/24 600x600 - Supply Grille
Grilles & Diffusers QA Checklist | checklist |  |  | Tier 4: 00TRC019; Tier 5: Interview; Tier 6: T02 - Holyoake EC-125 300x300 - Extract/Transfer Grille
Grilles & Diffusers QA Checklist | checklist |  |  | Tier 6: S04 - Holyoake CFPP 600/30 600x600 - Supply Grille
Grilles & Diffusers QA Checklist | checklist |  |  | Tier 4: 00TRC017; Tier 5: Toilet - Paitent; Tier 6: T01 - Holyoake EC-125 200x200 - Extract/Transfer Grille
Grilles & Diffusers QA Checklist | checklist |  |  | Tier 6: E01 - Holyoake EC-125 200x200 - Extract/Transfer Grille
Grilles & Diffusers QA Checklist | checklist |  |  | Tier 4: 00TRC009; Tier 5: Paitent Bay - Holding 9m2; Tier 6: S04 - Holyoake CFPP 600/30 600x600 - Supply Grille
HTM02-01 B3_4 Leakage Test | checklist |  |  | Tier 6: OUT202 - Oxygen Outlet
HTM02-01 B3_4 Leakage Test | checklist |  |  | Tier 6: OUT502 - Medical Vacuum Outlet
Grilles & Diffusers QA Checklist | checklist |  |  | Tier 4: 00TRC026; Tier 5: Patient bay - Holding 9m2; Tier 6: S04 - Holyoake CFPP 600/30 600x600 - Supply Grille
HTM02-01 B3_4 Leakage Test | checklist |  |  | Tier 6: OUT202 - Oxygen Outlet
HTM02-01 B3_4 Leakage Test | checklist |  |  | Tier 6: OUT502 - Medical Vacuum Outlet
Grilles & Diffusers QA Checklist | checklist |  |  | Tier 4: 00TRC020; Tier 5: Patient bay - Holding 6m2; Tier 6: S04 - Holyoake CFPP 600/30 600x600 - Supply Grille
HTM02-01 B3_4 Leakage Test | checklist |  |  | Tier 6: OUT202 - Oxygen Outlet
HTM02-01 B3_4 Leakage Test | checklist |  |  | Tier 6: OUT502 - Medical Vacuum Outlet
Grilles & Diffusers QA Checklist | checklist |  |  | Tier 4: 00TRC024; Tier 5: Store - Equipment Dirty; Tier 6: DG01 - Holyoake DG-52 600x300 - Door Grille
Grilles & Diffusers QA Checklist | checklist |  |  | Tier 6: E02 - Holyoake EC-125 - Extract/Transfer Grille
Grilles & Diffusers QA Checklist | checklist |  |  | Tier 4: 00TRC032; Tier 5: Corridor; Tier 6: R04 - Holyoake EC-125 600x300 - Return Grille
Grilles & Diffusers QA Checklist | checklist |  |  | Tier 6: T01 - Holyoake EC-125 200x200 - Extract/Transfer Grille
Grilles & Diffusers QA Checklist | checklist |  |  | Tier 6: T02 - Holyoake EC-125 300x300 - Extract/Transfer Grille
Grilles & Diffusers QA Checklist | checklist |  |  | Tier 6: AA - Holyoake CFPP 450/24 600x600 - Supply Grille
Grilles & Diffusers QA Checklist | checklist |  |  | Tier 4: 00TRC015; Tier 5: Whanau; Tier 6: S04 - Holyoake CFPP 600/30 600x600 - Supply Grille
Grilles & Diffusers QA Checklist | checklist |  |  | Tier 4: 00TRC005; Tier 5: Clean Utility/Medication - Sub; Tier 6: R06 - Holyoake EC-125 600x600 - Return Grille
Grilles & Diffusers QA Checklist | checklist |  |  | Tier 6: S07 - Holyoake CFPP 450/24 600x600 - Supply Grille
Grilles & Diffusers QA Checklist | checklist |  |  | Tier 6: T01 - Holyoake EC-125 200x200 - Extract/Transfer Grille
Grilles & Diffusers QA Checklist | checklist |  |  | Tier 4: 00TRC012; Tier 5: Store - Equipment; Tier 6: E02 - Holyoake EC-125 300x300 - Extract/Transfer Grille
Grilles & Diffusers QA Checklist | checklist |  |  | Tier 6: T02 - Holyoake EC-125 300x300 - Extract/Transfer Grille
Grilles & Diffusers QA Checklist | checklist |  |  | Tier 4: 00TRC001; Tier 5: Dirty Utility - Sub; Tier 6: T02 - Holyoake EC-125 300x300 - Extract/Transfer Grille
Grilles & Diffusers QA Checklist | checklist |  |  | Tier 6: E02 - Holyoake EC-125 300x300 - Extract/Transfer Grille
FCU Template | checklist |  |  | Tier 6: 112-0A-TRC-AHU010-FCU-011 - Temperzone IMDL 130Y - FCU 30 L/S OA
Grilles & Diffusers QA Checklist | checklist |  |  | Tier 4: 00TRC018; Tier 5: Ensuite - Accessible; Tier 6: E02 - Holyoake EC-125 300x300 - Extract/Transfer Grille
Grilles & Diffusers QA Checklist | checklist |  |  | Tier 6: T02 - Holyoake EC-125 300x300 - Extract/Transfer Grille
Grilles & Diffusers QA Checklist | checklist |  |  | Tier 4: 00TRC016; Tier 5: Toilet - Staff; Tier 6: E01 - Holyoake EC-125 200x200 - Extract/Transfer Grille
Grilles & Diffusers QA Checklist | checklist |  |  | Tier 4: 00TRC010; Tier 5: Bay - Linen; Tier 6: T06 - Holyoake EC-125 600x600 - Extract/Transfer Grille
Grilles & Diffusers QA Checklist | checklist |  |  | Tier 6: R06 - Holyoake EC-125 600x600 - Return Grille
Grilles & Diffusers QA Checklist | checklist |  |  | Tier 4: 00TRC022; Tier 5: Patient bay - Holding 6m2; Tier 6: S03 - Holyoake CFPP 600C/30 600x600 - Supply Grille
Grilles & Diffusers QA Checklist | checklist |  |  | Tier 4: 00TRC030; Tier 5: Patient bay - Holding 6m2; Tier 6: S04 - Holyoake CFPP 600/30 600x600 - Supply Grille
Grilles & Diffusers QA Checklist | checklist |  |  | Tier 4: 00TRC029; Tier 5: Patient bay - Holding 6m2; Tier 6: S05 - Holyoake CFPP 600/30 600x600 - Supply Grille
Grilles & Diffusers QA Checklist | checklist |  |  | Tier 4: 00TRC023; Tier 5: Patient bay - Holding 6m2; Tier 6: S05 - Holyoake CFPP 600/30 600x600 - Supply Grille
Grilles & Diffusers QA Checklist | checklist |  |  | Tier 4: 00TRC027; Tier 5: Patient bay - Holding 6m2; Tier 6: S04 - Holyoake CFPP 600/30 600x600 - Supply Grille
HTM02-01 B3_4 Leakage Test | checklist |  |  | Tier 6: OUT202 - Oxygen Outlet
HTM02-01 B3_4 Leakage Test | checklist |  |  | Tier 6: OUT502 - Medical Vacuum Outlet
Grilles & Diffusers QA Checklist | checklist |  |  | Tier 4: 00TRC028; Tier 5: Patient bay - Holding 6m2; Tier 6: S04 - Holyoake CFPP 600/30 600x600 - Supply Grille
HTM02-01 B3_4 Leakage Test | checklist |  |  | Tier 6: OUT202 - Oxygen Outlet
HTM02-01 B3_4 Leakage Test | checklist |  |  | Tier 6: OUT502 - Medical Vacuum Outlet
Grilles & Diffusers QA Checklist | checklist |  |  | Tier 4: 00TRC025; Tier 5: Patient bay - Holding 9m2; Tier 6: S04 - Holyoake CFPP 600/30 600x600 - Supply Grille
Grilles & Diffusers QA Checklist | checklist |  |  | Tier 6: R06 - Holyoake EC-125 600x600 - Return Grille
HTM02-01 B3_4 Leakage Test | checklist |  |  | Tier 6: OUT202 - Oxygen Outlet
HTM02-01 B3_4 Leakage Test | checklist |  |  | Tier 6: OUT502 - Medical Vacuum Outlet
Grilles & Diffusers QA Checklist | checklist |  |  | Tier 4: 00TRC021; Tier 5: Patient Bay - Holding 6m2; Tier 6: S04 - Holyoake CFPP 600/30 600x600 - Supply Grille
HTM02-01 B3_4 Leakage Test | checklist |  |  | Tier 6: OUT202 - Oxygen Outlet
HTM02-01 B3_4 Leakage Test | checklist |  |  | Tier 6: OUT502 - Medical Vacuum Outlet
Grilles & Diffusers QA Checklist | checklist |  |  | Tier 4: 00TRC008; Tier 5: Patient bay - Holding 9m2; Tier 6: S04 - Holyoake CFPP 600/30 600x600 - Supply Grille
Grilles & Diffusers QA Checklist | checklist |  |  | Tier 4: 00TRC007; Tier 5: Staff Station 12m2; Tier 6: S05 - Holyoake CFPP 600/30 600x600 - Supply Grille
| step |  |  | Tier 4: Ceiling
HTM02-01 B3_4 Leakage Test | checklist |  |  | Tier 5: DVAC - Dental Vacuum PVC/PET
HTM02-01 B3_4 Leakage Test | checklist |  |  | Tier 5: VAC - Medical Vacuum Copper
HTM02-01 B3_4 Leakage Test | checklist |  |  | Tier 5: O2 - Oxygen Copper
HTM02-01 B3_4 Leakage Test | checklist |  |  | Tier 5: CO2 - CO2 Copper
HTM02-01 B3_4 Leakage Test | checklist |  |  | Tier 5: MA - Medical Air Copper
HTM02-01 B3_4 Leakage Test | checklist |  |  | Tier 5: AGS - Anesthetic Gas Scavenging Copper
| step |  |  | Tier 2: Zone 7
| step |  |  | Tier 3: BCA-DWD-112-MG-20002 / BCA-DWD-112-ME-30056 / BCA-DWD-112-ME-20056
Grilles & Diffusers QA Checklist | checklist |  |  | Tier 4: 00CLB029; Tier 5: Cosult - Treatment; Tier 6: S05 - Holyoake CFPP 600/30 600x600 - Supply Grille
Grilles & Diffusers QA Checklist | checklist |  |  | Tier 6: T06 - Holyoake EC-125 600x600 - Extract/Transfer Grille
HTM02-01 B3_4 Leakage Test | checklist |  |  | Tier 6: OUT202 - Oxygen Outlet
HTM02-01 B3_4 Leakage Test | checklist |  |  | Tier 6: OUT502 - Medical Vacuum Outlet
Grilles & Diffusers QA Checklist | checklist |  |  | Tier 4: 00CLB027; Tier 5: Play Area; Tier 6: S07 - Holyoake CFPP 450/24 600x600 - Supply Grille
Grilles & Diffusers QA Checklist | checklist |  |  | Tier 4: 00CLB026; Tier 5: 1 Bed - Observation; Tier 6: S05 - Holyoake CFPP 600/30 600x600 - Supply Grille
Grilles & Diffusers QA Checklist | checklist |  |  | Tier 6: T06 - Holyoake EC-125 600x600 - Extract/Transfer Grille
HTM02-01 B3_4 Leakage Test | checklist |  |  | Tier 6: OUT202 - Oxygen Outlet
HTM02-01 B3_4 Leakage Test | checklist |  |  | Tier 6: OUT502 - Medical Vacuum Outlet
HTM02-01 B3_4 Leakage Test | checklist |  |  | Tier 6: OUT102 - Medical Air Outlet
Grilles & Diffusers QA Checklist | checklist |  |  | Tier 4: 00CLB025; Tier 5: Ensuite; Tier 6: E02 - Holyoake EC-125 - Extract/Transfer Grille
Grilles & Diffusers QA Checklist | checklist |  |  | Tier 4: 00CLB024; Tier 5: Ensuite; Tier 6: E02 - Holyoake EC-125 - Extract/Transfer Grille
Grilles & Diffusers QA Checklist | checklist |  |  | Tier 4: 00CLB023; Tier 5: 1 Bed - Observation; Tier 6: S05 - Holyoake CFPP 600/30 600x600 - Supply Grille
Grilles & Diffusers QA Checklist | checklist |  |  | Tier 6: T06 - Holyoake EC-125 600x600 - Extract/Transfer Grille
HTM02-01 B3_4 Leakage Test | checklist |  |  | Tier 6: OUT202 - Oxygen Outlet
HTM02-01 B3_4 Leakage Test | checklist |  |  | Tier 6: OUT502 - Medical Vacuum Outlet
HTM02-01 B3_4 Leakage Test | checklist |  |  | Tier 6: OUT102 - Medical Air Outlet
Grilles & Diffusers QA Checklist | checklist |  |  | Tier 4: 00CLB051; Tier 5: Corridor; Tier 6: T05 - Holyoake EC-125 450x450 - Extract/Transfer Grille
Grilles & Diffusers QA Checklist | checklist |  |  | Tier 6: T06 - Holyoake EC-125 600x600 - Extract/Transfer Grille
Grilles & Diffusers QA Checklist | checklist |  |  | Tier 6: R07 - Holyoake EC-125 600x600 - Return Grille
Grilles & Diffusers QA Checklist | checklist |  |  | Tier 6: T06 - Holyoake EC-125 600x600 - Extract/Transfer Grille
Grilles & Diffusers QA Checklist | checklist |  |  | Tier 6: R07 - Holyoake EC-125 600x600 - Return Grille
Grilles & Diffusers QA Checklist | checklist |  |  | Tier 6: T06 - Holyoake EC-125 600x600 - Extract/Transfer Grille
Grilles & Diffusers QA Checklist | checklist |  |  | Tier 4: 00CLB009; Tier 5: Consult; Tier 6: T02 - Holyoake EC-125 300x300 - Extract/Transfer Grille
Grilles & Diffusers QA Checklist | checklist |  |  | Tier 6: S04 - Holyoake CFPP 600/30 600x600 - Supply Grille
Grilles & Diffusers QA Checklist | checklist |  |  | Tier 4: 00CLP010; Tier 5: Consult; Tier 6: T02 - Holyoake EC-125 300x300 - Extract/Transfer Grille
Grilles & Diffusers QA Checklist | checklist |  |  | Tier 6: S04 - Holyoake CFPP 600/30 600x600 - Supply Grille
FCU Template | checklist |  |  | Tier 6: 112-0B-CLB-AHU007-FCU-012 - Temperzone IMDL 130Y - FCU 30 L/S OA
Grilles & Diffusers QA Checklist | checklist |  |  | Tier 4: 00CLB011; Tier 5: Parenting; Tier 6: E01 - Holyoake EC-125 200x200 - Extract/Transfer Grille
Grilles & Diffusers QA Checklist | checklist |  |  | Tier 4: 00CLB012; Tier 5: Medication Room; Tier 6: S07 - Holyoake CFPP 450/24 600x600 - Supply Grille
Grilles & Diffusers QA Checklist | checklist |  |  | Tier 6: R05 - Holyoake EC-125 450x450 - Return Grille
Grilles & Diffusers QA Checklist | checklist |  |  | Tier 4: 00CLB014; Tier 5: Procedure; Tier 6: S05 - Holyoake CFPP 600/30 600x600 - Supply Grille
Grilles & Diffusers QA Checklist | checklist |  |  | Tier 6: S05 - Holyoake CFPP 600/30 600x600 - Supply Grille
Grilles & Diffusers QA Checklist | checklist |  |  | Tier 6: R06 - Holyoake EC-125 600x600 - Return Grille
HTM02-01 B3_4 Leakage Test | checklist |  |  | Tier 6: OUT202 - Oxygen Outlet
HTM02-01 B3_4 Leakage Test | checklist |  |  | Tier 6: OUT502 - Medical Vacuum Outlet
HTM02-01 B3_4 Leakage Test | checklist |  |  | Tier 6: OUT102 - Medical Air Outlet
HTM02-01 B3_4 Leakage Test | checklist |  |  | Tier 6: OUT402 - Anesthetic Gas Scavenging Outlet
Grilles & Diffusers QA Checklist | checklist |  |  | Tier 4: 00CLA050; Tier 5: Corridor; Tier 6: T02 - Holyoake EC-125 300x300 - Return Grille
Grilles & Diffusers QA Checklist | checklist |  |  | Tier 6: T06 - Holyoake EC-125 600x600 - Return Grille
Grilles & Diffusers QA Checklist | checklist |  |  | Tier 6: T02 - Holyoake EC-125 300x300 - Return Grille
Grilles & Diffusers QA Checklist | checklist |  |  | Tier 6: T06 - Holyoake EC-125 600x600 - Return Grille
HTM02-01 B3_4 Leakage Test | checklist |  |  | Tier 6: 112-0A-CLB-AVSU-04 - Beacon Meades or Equal and Approved - Area Valve Service Unit
HTM02-01 B3_4 Leakage Test | checklist |  |  | Tier 6: 112-0A-CLB-AVSU-03 - Beacon Meades or Equal and Approved - Area Valve Service Unit
HTM02-01 B3_4 Leakage Test | checklist |  |  | Tier 6: 112-0A-CLA-AVSU-02 - Beacon Meades or Equal and Approved - Area Valve Service Unit
Grilles & Diffusers QA Checklist | checklist |  |  | Tier 4: 00CLA034; Tier 5: Office 1P; Tier 6: T02 - Holyoake EC-125 300x300 - Extract/Transfer Grille
Grilles & Diffusers QA Checklist | checklist |  |  | Tier 6: S03 - Holyoake CFPP 600C/30 600x600 - Supply Grille
Grilles & Diffusers QA Checklist | checklist |  |  | Tier 4: 00CLA036; Tier 5: Dirty Utility - Sub; Tier 6: T02 - Holyoake EC-125 300x300 - Extract/Transfer Grille
Grilles & Diffusers QA Checklist | checklist |  |  | Tier 6: E02 - Holyoake EC-125 300x300 - Extract/Transfer Grille
Grilles & Diffusers QA Checklist | checklist |  |  | Tier 4: 00CLA037; Tier 5: Consult; Tier 6: S05 - Holyoake CFPP 600/30 600x600 - Supply Grille
Grilles & Diffusers QA Checklist | checklist |  |  | Tier 6: T02 - Holyoake EC-125 300x300 - Extract/Transfer Grille
Grilles & Diffusers QA Checklist | checklist |  |  | Tier 4: 00CLA038; Tier 5: Consult; Tier 6: S05 - Holyoake CFPP 600/30 600x600 - Supply Grille
Grilles & Diffusers QA Checklist | checklist |  |  | Tier 6: T02 - Holyoake EC-125 300x300 - Extract/Transfer Grille
Grilles & Diffusers QA Checklist | checklist |  |  | Tier 4: 00CLA039; Tier 5: Staff Base; Tier 6: S26 - Holyoake CFPP-R 615/30 600x600 - Supply Grille
Grilles & Diffusers QA Checklist | checklist |  |  | Tier 4: 00CLA040; Tier 5: Medication - Sub; Tier 6: S07 - Holyokae CFPP 600/30 600x600 - Supply Grille
Grilles & Diffusers QA Checklist | checklist |  |  | Tier 4: 00CLA049; Tier 5: Corridor; Tier 6: T02 - Holyokae EC-125 300x300 - Extract/Transfer Grille
Grilles & Diffusers QA Checklist | checklist |  |  | Tier 6: R07 - Holyokae EC-125 600x600 - Return Grille
Grilles & Diffusers QA Checklist | checklist |  |  | Tier 6: T06 - Holyokae EC-125 600x600 - Extract/Transfer Grille
Grilles & Diffusers QA Checklist | checklist |  |  | Tier 6: T02 - Holyokae EC-125 300x300 - Extract/Transfer Grille
Grilles & Diffusers QA Checklist | checklist |  |  | Tier 6: T02 - Holyokae EC-125 300x300 - Extract/Transfer Grille
Grilles & Diffusers QA Checklist | checklist |  |  | Tier 6: R06 - Holyokae EC-125 600x600 - Return Grille
Grilles & Diffusers QA Checklist | checklist |  |  | Tier 6: T02 - Holyokae EC-125 300x300 - Extract/Transfer Grille
Grilles & Diffusers QA Checklist | checklist |  |  | Tier 4: 00CLA028; Tier 5: Consult/Treatment Gynae; Tier 6: T02 - Holyoake EC-125 300x300 - Extract/Transfer Grille
Grilles & Diffusers QA Checklist | checklist |  |  | Tier 6: T02 - Holyoake EC-125 300x300 - Extract/Transfer Grille
Grilles & Diffusers QA Checklist | checklist |  |  | Tier 6: S05 - Holyoake CFPP 600/30 600x600 - Supply Grille
HTM02-01 B3_4 Leakage Test | checklist |  |  | Tier 6: OUT202 - Oxygen Outlet
HTM02-01 B3_4 Leakage Test | checklist |  |  | Tier 6: OUT502 - Medical Vacuum Outlet
Grilles & Diffusers QA Checklist | checklist |  |  | Tier 4: 00CLA026; Tier 5: Ensuite - Inboard Alternative 1, 5m2; Tier 6: T02 - Holyoake EC-125 300x300 - Extract/Transfer Grille
Grilles & Diffusers QA Checklist | checklist |  |  | Tier 6: E02 - Holyoake EC-125 300x300 - Extract/Transfer Grille
Grilles & Diffusers QA Checklist | checklist |  |  | Tier 4: 00CLA025; Tier 5: Ensuite; Tier 6: T02 - Holyoake EC-125 300x300 - Extract/Transfer Grille
Grilles & Diffusers QA Checklist | checklist |  |  | Tier 6: E02 - Holyoake EC-125 300x300 - Extract/Transfer Grille
Grilles & Diffusers QA Checklist | checklist |  |  | Tier 4: 00CLA024; Tier 5: Consult/Treatment Gynae; Tier 6: T02 - Holyoake EC-125 300x300 - Extract/Transfer Grille
Grilles & Diffusers QA Checklist | checklist |  |  | Tier 6: S05 - Holyoake CFPP 600/30 600x600 - Supply Grille
Grilles & Diffusers QA Checklist | checklist |  |  | Tier 6: T06 - Holyokae EC-125 600x600 - Extract/Transfer Grille
HTM02-01 B3_4 Leakage Test | checklist |  |  | Tier 6: OUT202 - Oxygen Outlet
HTM02-01 B3_4 Leakage Test | checklist |  |  | Tier 6: OUT502 - Medical Vacuum Outlet
Grilles & Diffusers QA Checklist | checklist |  |  | Tier 4: 00CLA023; Tier 5: Patient Bay - Holding 6m2; Tier 6: S05 - Holyoake CFPP 600/30 600x600 - Supply Grille
HTM02-01 B3_4 Leakage Test | checklist |  |  | Tier 6: OUT202 - Oxygen Outlet
HTM02-01 B3_4 Leakage Test | checklist |  |  | Tier 6: OUT502 - Medical Vacuum Outlet
Grilles & Diffusers QA Checklist | checklist |  |  | Tier 4: 00CLA022; Tier 5: Patient Bay - Holding 6m2; Tier 6: S05 - Holyoake CFPP 600/30 600x600 - Supply Grille
HTM02-01 B3_4 Leakage Test | checklist |  |  | Tier 6: OUT202 - Oxygen Outlet
HTM02-01 B3_4 Leakage Test | checklist |  |  | Tier 6: OUT502 - Medical Vacuum Outlet
Grilles & Diffusers QA Checklist | checklist |  |  | Tier 4: 00CLA021; Tier 5: Toilet - Patient; Tier 6: E01 - Holyoake EC-125 200x200 - Extract/Transfer Grille
Grilles & Diffusers QA Checklist | checklist |  |  | Tier 4: 00CLA018; Tier 5: Bay - Beverage; Tier 6: E02 - Holyoake EC-125 300x300 - Extract/Transfer Grille
| step |  |  | Tier 4: Ceiling
HTM02-01 B3_4 Leakage Test | checklist |  |  | Tier 5: VAC - Medical Vacuum Copper
HTM02-01 B3_4 Leakage Test | checklist |  |  | Tier 5: O2 - Oxygen Copper
HTM02-01 B3_4 Leakage Test | checklist |  |  | Tier 5: MA - Medical Air Copper
HTM02-01 B3_4 Leakage Test | checklist |  |  | Tier 5: AGS - Anesthetic Gas Scavenging Copper
HTM02-01 B3_4 Leakage Test | checklist |  |  | Tier 5: DVAC - Dental Vacuum PET/PVC
| step |  |  | Tier 2: Zone 8
| step |  |  | Tier 3: BCA-DWD-112-MG-20002 / BCA-DWD-112-ME-30057 / BCA-DWD-112-ME-20057
Grilles & Diffusers QA Checklist | checklist |  |  | Tier 4: 00TRA014; Tier 5: Corridor; Tier 6: R02 - Holyoake EC-125 300x300 - Return Grille
Grilles & Diffusers QA Checklist | checklist |  |  | Tier 6: T06 - Holyoake EC-125 600x600 - Extract/Transfer Grille
HTM02-01 B3_4 Leakage Test | checklist |  |  | Tier 6: 112-0A-TRC-AVSU-01 - Beacon Meades or Equal and Approved - Area Valve Service Unit
Grilles & Diffusers QA Checklist | checklist |  |  | Tier 4: 00TRC031; Tier 5: Store Equipment; Tier 6: DG01 - Holyoake DG-52 600x300 - Door Grille
Grilles & Diffusers QA Checklist | checklist |  |  | Tier 6: E02 - Holyoake EC-125 300x300 - Extract/Transfer Grille
FCU Template | checklist |  |  | Tier 4: 00BHO006; Tier 5: Store - Clean Bin/Trolley Cage; Tier 6: 112-0B-MEP2-AHU023-FCU-013 - Temperzone IMBL40Y - FCU 85 L/S OA
Grilles & Diffusers QA Checklist | checklist |  |  | Tier 6: E06 - Holyoake EC-125 600x500 - Extract/Transfer Grille
Grilles & Diffusers QA Checklist | checklist |  |  | Tier 4: 00BHO005; Tier 5: Store - Bulk; Tier 6: E02 - Holyoake EC-125 300x300 - Extract/Transfer Grille
Grilles & Diffusers QA Checklist | checklist |  |  | Tier 6: T02 - Holyoake EC-125 300x300 - Extract/Transfer Grille
Grilles & Diffusers QA Checklist | checklist |  |  | Tier 4: 00BHO004; Tier 5: Cleaner; Tier 6: E02 - Holyoake EC-125 300x300 - Extract/Transfer Grille
Grilles & Diffusers QA Checklist | checklist |  |  | Tier 4: 00BHO024; Tier 5: Corridor; Tier 6: T02 - Holyoake EC-125 300x300 - Extract/Transfer Grille
Grilles & Diffusers QA Checklist | checklist |  |  | Tier 6: E01 - Holyoake EC-125 200x200 - Extract/Transfer Grille
Grilles & Diffusers QA Checklist | checklist |  |  | Tier 4: 00BHO012; Tier 5: Inward Goods; Tier 6: S04 - Holyoake CFPP 600/30 600x600 - Supply Grille
Grilles & Diffusers QA Checklist | checklist |  |  | Tier 4: 00BHO010; Tier 5: Store - Clean Linen; Tier 6: DG01 - Holyoake DG-52 600x300 - Door Grille
Grilles & Diffusers QA Checklist | checklist |  |  | Tier 4: 00BHO008; Tier 5: Store - Bulk; Tier 6: S07 - Holyokae CFPP 600/30 600x600 - Supply Grille
Grilles & Diffusers QA Checklist | checklist |  |  | Tier 4: 00BHO011; Tier 5: Store - Portable Gases/Full; Tier 6: S04 - Holyoake CFPP600/30 600x600 - Supply Grille
| step |  |  | Tier 4: 00EN064; Tier 5: Medical Gases Manifold
HTM02-01 B3_4 Leakage Test | checklist |  |  | Tier 6: 112-0B-DPU-MAN-MA4 - BEACON MEDAES LIFE LINE OR EQUAL APPROVED - Autoc Changeover 8B/S Medical Air 4bar Manifold
HTM02-01 B3_4 Leakage Test | checklist |  |  | Tier 6: 112-0B-BLG-MAN-O2 - BEACON MEDAES LIFE LINE OR EQUAL APPROVED - Autoc Changeover 10B/S Oxygen Manifold
| step |  |  | Tier 4: 00ENG065; Tier 5: Medical Gases Store
FCU Template | checklist |  |  | Tier 6: 112-0A-SWR-OAF001-FCU-016 - Temperzone IMD280Y - FCU 830 L/S OA
Filters Template | checklist |  |  | Tier 6: 112-0B-OAF001-FLT-015 - IPSCO AL50 1200x600 - Filter Type 3 470 L/s
| step |  |  | Tier 4: Ceiling
HTM02-01 B3_4 Leakage Test | checklist |  |  | Tier 5: VAC - Medical Vacuum Copper
HTM02-01 B3_4 Leakage Test | checklist |  |  | Tier 5: O2 - Oxygen Copper
HTM02-01 B3_4 Leakage Test | checklist |  |  | Tier 5: MA - Medical Air Copper
HTM02-01 B3_4 Leakage Test | checklist |  |  | Tier 5: AGS - Anesthetic Gas Scavenging Copper
HTM02-01 B3_4 Leakage Test | checklist |  |  | Tier 5: DVAC - Dental Vacuum PET/PVC
HTM02-01 B3_4 Leakage Test | checklist |  |  | Tier 5: CO2 - CO2 Copper
| step |  |  | Tier 2: Zone 9
| step |  |  | Tier 3: BCA-DWD-112-ME-30058 / BCA-DWD-112-MG-20002 / BCA-DWD-112-ME-20058
Grilles & Diffusers QA Checklist | checklist |  |  | Tier 4: 00CLB022; Tier 5: 2 Bed - Observation; Tier 6: S04 - Holyoake CFPP 600/30 600x600 - Supply Grille
Grilles & Diffusers QA Checklist | checklist |  |  | Tier 6: S04 - Holyoake CFPP 600/30 600x600 - Supply Grille
Grilles & Diffusers QA Checklist | checklist |  |  | Tier 6: T05 - Holyoake EC-125 600x600 - Extract/Transfer Grille
HTM02-01 B3_4 Leakage Test | checklist |  |  | Tier 6: OUT102 - Medical Air Outlet
HTM02-01 B3_4 Leakage Test | checklist |  |  | Tier 6: OUT202 - Oxygen Outlet
HTM02-01 B3_4 Leakage Test | checklist |  |  | Tier 6: OUT502 - Medical Vacuum Outlet
Grilles & Diffusers QA Checklist | checklist |  |  | Tier 4: 00CLB021; Tier 5: Toilet - Accessible; Tier 6: T02 - Holyoake EC-125 300x300 - Extract/transfer Grille
Grilles & Diffusers QA Checklist | checklist |  |  | Tier 6: E02 - Holyoake EC-125 300x300 - Extract/transfer Grille
Grilles & Diffusers QA Checklist | checklist |  |  | Tier 4: 00WCO024; Tier 5: Shower/Toilet/Change (Accessable); Tier 6: E02 - Holyoake EC-125 300x300 - Extract/transfer Grille
Grilles & Diffusers QA Checklist | checklist |  |  | Tier 6: T02 - Holyoake EC-125 300x300 - Extract/transfer Grille
Grilles & Diffusers QA Checklist | checklist |  |  | Tier 4: 00WCO024; Tier 5: Staff Room; Tier 6: S06 - Holyoake CFPP 450/24 600x600 - Supply Grille
Grilles & Diffusers QA Checklist | checklist |  |  | Tier 6: E02 - Holyoake EC-125 300x300 - Extract/transfer Grille
Grilles & Diffusers QA Checklist | checklist |  |  | Tier 6: R07 - Holyoake EC-125 600x600 - Return Grille
Grilles & Diffusers QA Checklist | checklist |  |  | Tier 4: 00WCO010; Tier 5: Booth Quiet; Tier 6: S04 - Holyoake CFPP 600/30 600x600 - Supply Grille
Grilles & Diffusers QA Checklist | checklist |  |  | Tier 6: T02 - Holyoake EC-125 300x300 - Extract/transfer Grille
Grilles & Diffusers QA Checklist | checklist |  |  | Tier 4: 00WCO011; Tier 5: Booth Quiet; Tier 6: S03 - Holyoake CFPP 600C/30 600x600 - Supply Grille
Grilles & Diffusers QA Checklist | checklist |  |  | Tier 6: T02 - Holyoake EC-125 300x300 - Extract/transfer Grille
Grilles & Diffusers QA Checklist | checklist |  |  | Tier 4: 00WCO012; Tier 5: Booth Quiet; Tier 6: S03 - Holyoake CFPP 600C/30 600x600 - Supply Grille
Grilles & Diffusers QA Checklist | checklist |  |  | Tier 6: T02 - Holyoake EC-125 300x300 - Extract/transfer Grille
Grilles & Diffusers QA Checklist | checklist |  |  | Tier 4: 00WCO013; Tier 5: Booth Quiet; Tier 6: S03 - Holyoake CFPP 600C/30 600x600 - Supply Grille
Grilles & Diffusers QA Checklist | checklist |  |  | Tier 6: T02 - Holyoake EC-125 300x300 - Extract/transfer Grille
Grilles & Diffusers QA Checklist | checklist |  |  | Tier 4: 00WCO027; Tier 5: Corridor; Tier 6: T02 - Holyoake EC-125 300x300 - Extract/transfer Grille
Grilles & Diffusers QA Checklist | checklist |  |  | Tier 6: T02 - Holyoake EC-125 300x300 - Extract/transfer Grille
Grilles & Diffusers QA Checklist | checklist |  |  | Tier 6: T02 - Holyoake EC-125 300x300 - Extract/transfer Grille
Grilles & Diffusers QA Checklist | checklist |  |  | Tier 6: T02 - Holyoake EC-125 300x300 - Extract/transfer Grille
Grilles & Diffusers QA Checklist | checklist |  |  | Tier 6: T02 - Holyoake EC-125 300x300 - Extract/transfer Grille
Grilles & Diffusers QA Checklist | checklist |  |  | Tier 6: T02 - Holyoake EC-125 300x300 - Extract/transfer Grille
Grilles & Diffusers QA Checklist | checklist |  |  | Tier 6: T02 - Holyoake EC-125 300x300 - Extract/transfer Grille
Grilles & Diffusers QA Checklist | checklist |  |  | Tier 6: T04 - Holyoake EC-125 600x300 - Extract/transfer Grille
Grilles & Diffusers QA Checklist | checklist |  |  | Tier 6: T02 - Holyoake EC-125 300x300 - Extract/transfer Grille
Grilles & Diffusers QA Checklist | checklist |  |  | Tier 6: T02 - Holyoake EC-125 300x300 - Extract/transfer Grille
Grilles & Diffusers QA Checklist | checklist |  |  | Tier 6: R07 - Holyoake EC-125 600x600 - Return Grille
Grilles & Diffusers QA Checklist | checklist |  |  | Tier 6: S06 - Holyoake CFPP 450/24 600x600 - Supply Grille
Grilles & Diffusers QA Checklist | checklist |  |  | Tier 6: T02 - Holyoake EC-125 300x300 - Extract/transfer Grille
Grilles & Diffusers QA Checklist | checklist |  |  | Tier 6: T02 - Holyoake EC-125 300x300 - Extract/transfer Grille
Grilles & Diffusers QA Checklist | checklist |  |  | Tier 4: 00WCO025; Tier 5: Booth Quiet; Tier 6: S03 - Holyoake CFPP 600C/30 600x600 - Supply Grille
Grilles & Diffusers QA Checklist | checklist |  |  | Tier 6: T04 - Holyoake EC-125 600x300 - Extract/transfer Grille
Grilles & Diffusers QA Checklist | checklist |  |  | Tier 4: 00WCO026; Tier 5: Booth Quiet; Tier 6: S03 - Holyoake CFPP 600C/30 600x600 - Supply Grille
Grilles & Diffusers QA Checklist | checklist |  |  | Tier 6: T04 - Holyoake EC-125 600x300 - Extract/transfer Grille
Grilles & Diffusers QA Checklist | checklist |  |  | Tier 4: 00WCO020; Tier 5: Booth Quiet; Tier 6: S03 - Holyoake CFPP 600C/30 600x600 - Supply Grille
Grilles & Diffusers QA Checklist | checklist |  |  | Tier 6: T04 - Holyoake EC-125 600x300 - Extract/transfer Grille
Grilles & Diffusers QA Checklist | checklist |  |  | Tier 4: 00WCO009; Tier 5: Workstations - Allocated/Non Allocated; Tier 6: S07 - Holyokae CFPP 600/30 600x600 - Supply Grille
Grilles & Diffusers QA Checklist | checklist |  |  | Tier 6: S07 - Holyokae CFPP 600/30 600x600 - Supply Grille
Grilles & Diffusers QA Checklist | checklist |  |  | Tier 6: R07 - Holyoake EC-125 600x600 - Return Grille
Grilles & Diffusers QA Checklist | checklist |  |  | Tier 6: S07 - Holyokae CFPP 600/30 600x600 - Supply Grille
Grilles & Diffusers QA Checklist | checklist |  |  | Tier 6: S06 - Holyoake CFPP 450/24 600x600 - Supply Grille
Grilles & Diffusers QA Checklist | checklist |  |  | Tier 6: S07 - Holyokae CFPP 600/30 600x600 - Supply Grille
Grilles & Diffusers QA Checklist | checklist |  |  | Tier 6: R07 - Holyoake EC-125 600x600 - Return Grille
Grilles & Diffusers QA Checklist | checklist |  |  | Tier 6: S07 - Holyokae CFPP 600/30 600x600 - Supply Grille
Grilles & Diffusers QA Checklist | checklist |  |  | Tier 4: 00WCO005; Tier 5: Bay - Photocopy; Tier 6: R07 - Holyoake EC-125 600x600 - Return Grille
Grilles & Diffusers QA Checklist | checklist |  |  | Tier 6: E02 - Holyoake EC-125 300x300 - Extract/Transfer Grille
Grilles & Diffusers QA Checklist | checklist |  |  | Tier 4: 00WCO008; Tier 5: Meeting 20m2; Tier 6: R07 - Holyoake EC-125 600x600 - Return Grille
Grilles & Diffusers QA Checklist | checklist |  |  | Tier 6: S06 - Holyoake CFPP 450/24 600x600 - Supply Grille
Grilles & Diffusers QA Checklist | checklist |  |  | Tier 6: S06 - Holyoake CFPP 450/24 600x600 - Supply Grille
Grilles & Diffusers QA Checklist | checklist |  |  | Tier 4: 00WCO003; Tier 5: Meeting 12m2; Tier 6: S05 - Holyoake CFPP 600/30 600x600 - Supply Grille
Grilles & Diffusers QA Checklist | checklist |  |  | Tier 6: T05 - Holyoake EC-125 450x450 - Extract/Transfer Grille
Grilles & Diffusers QA Checklist | checklist |  |  | Tier 4: 00WCO004; Tier 5: Booth - Quiet; Tier 6: T02 - Holyoake EC-125 300x300 - Extract/transfer Grille
Grilles & Diffusers QA Checklist | checklist |  |  | Tier 6: S03 - Holyoake CFPP 600C/30 600x600 - Supply Grille
Grilles & Diffusers QA Checklist | checklist |  |  | Tier 4: 00WCO019; Tier 5: Meeting 12m2; Tier 6: T02 - Holyoake EC-125 300x300 - Extract/transfer Grille
Grilles & Diffusers QA Checklist | checklist |  |  | Tier 6: S04 - Holyoake CFPP 600/30 600x600 - Supply Grille
Grilles & Diffusers QA Checklist | checklist |  |  | Tier 4: 00WCO015; Tier 5: Toilet - Staff; Tier 6: T01 - Holyoake EC-125 200x200 - Extract/Transfer Grille
Grilles & Diffusers QA Checklist | checklist |  |  | Tier 6: E01 - Holyoake EC-125 200x200 - Extract/Transfer Grille
Grilles & Diffusers QA Checklist | checklist |  |  | Tier 4: 00WCO016; Tier 5: Toilet - Staff; Tier 6: T01 - Holyoake EC-125 200x200 - Extract/Transfer Grille
Grilles & Diffusers QA Checklist | checklist |  |  | Tier 6: E01 - Holyoake EC-125 200x200 - Extract/Transfer Grille
Grilles & Diffusers QA Checklist | checklist |  |  | Tier 4: 00CLB019; Tier 5: Toy Clean Store; Tier 6: E01 - Holyoake EC-125 200x200 - Extract/Transfer Grille
Grilles & Diffusers QA Checklist | checklist |  |  | Tier 4: 00CLB017; Tier 5: Dirty Utility - Sub; Tier 6: E02 - Holyoake EC-125 300x300 - Extract/Transfer Grille
Grilles & Diffusers QA Checklist | checklist |  |  | Tier 6: T02 - Holyoake EC-125 300x300 - Extract/Transfer Grille
Grilles & Diffusers QA Checklist | checklist |  |  | Tier 4: 00CLA033; Tier 5: Office - Clinical Workroom; Tier 6: T06 - Holyoake EC-125 600x600 - Extract/Transfer Grille
Grilles & Diffusers QA Checklist | checklist |  |  | Tier 6: S06 - Holyoake CFPP 450/24 600x600 - Supply Grille
Grilles & Diffusers QA Checklist | checklist |  |  | Tier 4: 00CLA032; Tier 5: Store - Equipment; Tier 6: E02 - Holyoake EC-125 300x300 - Extract/Transfer Grille
Grilles & Diffusers QA Checklist | checklist |  |  | Tier 6: S02 - Holyoake CFPP 450/24 450x450 - Supply Grille
Grilles & Diffusers QA Checklist | checklist |  |  | Tier 4: 00CLA031; Tier 5: Clinical Trials Support; Tier 6: T02 - Holyoake EC-125 300x300 - Extract/Transfer Grille
Grilles & Diffusers QA Checklist | checklist |  |  | Tier 6: S02 - Holyoake CFPP 450/24 450x450 - Supply Grille
Grilles & Diffusers QA Checklist | checklist |  |  | Tier 4: 00CLA030; Tier 5: Disposal; Tier 6: E03 - Holyoake EC-125 600x300 - Extract/Transfer Grille
Grilles & Diffusers QA Checklist | checklist |  |  | Tier 6: T03 - Holyoake EC-125 600x300 - Extract/Transfer Grille
Grilles & Diffusers QA Checklist | checklist |  |  | Tier 4: 00CLA029; Tier 5: Cleaner; Tier 6: E02 - Holyoake EC-125 450x450 - Extract/Transfer Grille
| step |  |  | Tier 4: Ceiling
HTM02-01 B3_4 Leakage Test | checklist |  |  | Tier 5: VAC - Medical Vacuum Copper
HTM02-01 B3_4 Leakage Test | checklist |  |  | Tier 5: O2 - Oxygen Copper
HTM02-01 B3_4 Leakage Test | checklist |  |  | Tier 5: MA - Medical Air Copper
| step |  |  | Tier 2: Zone 10
| step |  |  | Tier 3: BCA-DWD-112-ME-20059 / BCA-DWD-112-ME-30059 / BCA-DWD-112-MG-20002
Grilles & Diffusers QA Checklist | checklist |  |  | Tier 4: 00TRA014; Tier 5: Corridor; Tier 6: T05 - Holyoake EC-125 600x600 - Extract/Transfer Grille
Grilles & Diffusers QA Checklist | checklist |  |  | Tier 6: T05 - Holyoake EC-125 600x600 - Extract/Transfer Grille
Grilles & Diffusers QA Checklist | checklist |  |  | Tier 4: 00TRA005; Tier 5: Corridor; Tier 6: R04 - Holyoake EC-125 600x600 - Return Grille
Grilles & Diffusers QA Checklist | checklist |  |  | Tier 6: S07 - Holyoake CFPP 450/24 600x600 - Supply Grille
FCU Template | checklist |  |  | Tier 6: 112-0B-MEP2-AHU023-FCU-014 - Temperzone IMDL130 - FCU 70 L/S OA
Grilles & Diffusers QA Checklist | checklist |  |  | Tier 4: 00BHO001; Tier 5: Toilet - Staff; Tier 6: E01 - Holyoake EC-125 200x200 - Extract/Transfer Grille
Grilles & Diffusers QA Checklist | checklist |  |  | Tier 6: T01 - Holyoake EC-125 200x200 - Extract/Transfer Grille
Grilles & Diffusers QA Checklist | checklist |  |  | Tier 4: 00BHO002; Tier 5: Toilet - Staff; Tier 6: E01 - Holyoake EC-125 200x200 - Extract/Transfer Grille
Grilles & Diffusers QA Checklist | checklist |  |  | Tier 6: T01 - Holyoake EC-125 200x200 - Extract/Transfer Grille
Grilles & Diffusers QA Checklist | checklist |  |  | Tier 4: 00BHO003; Tier 5: Property Bay - Staff; Tier 6: T02 - Holyoake EC-125 300x300 - Extract/Transfer Grille
Grilles & Diffusers QA Checklist | checklist |  |  | Tier 4: 00BHO018; Tier 5: Store - Hazardous Goods; Tier 6: E02 - Holyoake EC-125 300x300 - Extract/Transfer Grille
Grilles & Diffusers QA Checklist | checklist |  |  | Tier 6: DG01 - Holyoake DG-52 600x300 - Door Grille
| step |  |  | Tier 4: 00BHO025; Tier 5: Corridor
Grilles & Diffusers QA Checklist | checklist |  |  | Tier 6: S06 - Holyoake CFPP 450/24 600x600 - Supply Grille
Grilles & Diffusers QA Checklist | checklist |  |  | Tier 4: 00BHO014; Tier 5: Store - Genral Waste; Tier 6: E02 - Holyoake EC-125 300x300 - Extract/Transfer Grille
Grilles & Diffusers QA Checklist | checklist |  |  | Tier 6: E02 - Holyoake EC-125 300x300 - Extract/Transfer Grille
Grilles & Diffusers QA Checklist | checklist |  |  | Tier 6: S06 - Holyoake CFPP 450/24 600x600 - Supply Grille
| step |  |  | Tier 4: 00BHO016; Tier 5: Bay - Mobile Equipment
FCU Template | checklist |  |  | Tier 6: 112-0B-MEP2-AHU023-FCU-015 - Temperzone IMD280Y - 30 L/S OA
| step |  |  | Tier 1: Level 1
| step |  |  | Tier 2: Zone 1
| step |  |  | Tier 3: BCA-DWD-112-MG-20101 / BCA-DWD-112-ME-20150 / BCA-DWD-112-ME-30150
Grilles & Diffusers QA Checklist | checklist |  |  | Tier 4: 01PAO006; Tier 5: Specimen Collection Bay; Tier 6: S06 - Holyoake CFPP 450/24 600x600 - Supply Grille
Grilles & Diffusers QA Checklist | checklist |  |  | Tier 6: S06 - Holyoake CFPP 450/24 600x600 - Supply Grille
Grilles & Diffusers QA Checklist | checklist |  |  | Tier 6: R06 - Holyoake EC-125 600x600 - Return Grille
Grilles & Diffusers QA Checklist | checklist |  |  | Tier 6: T02 - Holyoake EC-125 300x300 - Extract/Transfer Grille
FCU Template | checklist |  |  | Tier 6: 112-1A-MEP5-AHU004-FCU-015 - Temperzone IMDL90Y - FCU 30 L/S OA
Grilles & Diffusers QA Checklist | checklist |  |  | Tier 4: 01CLC049; Tier 5: Consult; Tier 6: S05 - Holyoake CFPP 450/24 600x600 - Supply Grille
Grilles & Diffusers QA Checklist | checklist |  |  | Tier 6: T03 - Holyoake EC-125 600x300 - Extract/Transfer Grille
Grilles & Diffusers QA Checklist | checklist |  |  | Tier 4: 01CLP004; Tier 5: Store - Equipment; Tier 6: E01 - Holyoake EC-125 200x200 - Extract/Transfer Grille
Grilles & Diffusers QA Checklist | checklist |  |  | Tier 6: T01 - Holyoake EC-125 200x200 - Extract/Transfer Grille
Grilles & Diffusers QA Checklist | checklist |  |  | Tier 6: T06 - Holyoake EC-125 600x600 - Extract/Transfer Grille
Grilles & Diffusers QA Checklist | checklist |  |  | Tier 4: 01CLP011; Tier 5: Corridor; Tier 6: T02 - Holyoake EC-125 300x300 - Extract/Transfer Grille
Grilles & Diffusers QA Checklist | checklist |  |  | Tier 6: R07 - Holyoake EC-125 600x600 - Return Grille
Grilles & Diffusers QA Checklist | checklist |  |  | Tier 6: T02 - Holyoake EC-125 300x300 - Extract/Transfer Grille
Grilles & Diffusers QA Checklist | checklist |  |  | Tier 6: R07 - Holyoake EC-125 600x600 - Return Grille
Grilles & Diffusers QA Checklist | checklist |  |  | Tier 6: T06 - Holyoake EC-125 600x600 - Extract/Transfer Grille
Grilles & Diffusers QA Checklist | checklist |  |  | Tier 6: T01 - Holyoake EC-125 200x200 - Extract/Transfer Grille
Grilles & Diffusers QA Checklist | checklist |  |  | Tier 6: R07 - Holyoake EC-125 600x600 - Return Grille
Grilles & Diffusers QA Checklist | checklist |  |  | Tier 4: 01CLP007; Tier 5: Gymnasium; Tier 6: R06 - Holyoake EC-125 600x600 - Return Grille
Grilles & Diffusers QA Checklist | checklist |  |  | Tier 6: S05 - Holyoake CFPP 450/24 600x600 - Supply Grille
Grilles & Diffusers QA Checklist | checklist |  |  | Tier 6: S05 - Holyoake CFPP 450/24 600x600 - Supply Grille
Grilles & Diffusers QA Checklist | checklist |  |  | Tier 6: S07 - Holyoake CFPP 450/24 600x600 - Supply Grille
Grilles & Diffusers QA Checklist | checklist |  |  | Tier 6: R06 - Holyoake EC-125 600x600 - Return Grille
Grilles & Diffusers QA Checklist | checklist |  |  | Tier 6: S07 - Holyoake CFPP 450/24 600x600 - Supply Grille
Grilles & Diffusers QA Checklist | checklist |  |  | Tier 6: S05 - Holyoake CFPP 450/24 600x600 - Supply Grille
Grilles & Diffusers QA Checklist | checklist |  |  | Tier 6: S05 - Holyoake CFPP 450/24 600x600 - Supply Grille
Grilles & Diffusers QA Checklist | checklist |  |  | Tier 4: 01CLP009; Tier 5: Hand Therapy/Splinting; Tier 6: E02 - Holyoake EC-125 300x300 - Extract/Transfer Grille
Grilles & Diffusers QA Checklist | checklist |  |  | Tier 6: S07 - Holyoake CFPP 450/24 600x600 - Supply Grille
Grilles & Diffusers QA Checklist | checklist |  |  | Tier 6: S07 - Holyoake CFPP 450/24 600x600 - Supply Grille
Grilles & Diffusers QA Checklist | checklist |  |  | Tier 4: 01CLP008; Tier 5: Gymnasium; Tier 6: S02 - Holyoake CFPP 450/24 450x450 - Supply Grille
Grilles & Diffusers QA Checklist | checklist |  |  | Tier 6: S02 - Holyoake CFPP 450/24 450x450 - Supply Grille
Grilles & Diffusers QA Checklist | checklist |  |  | Tier 6: S05 - Holyoake CFPP 450/24 600x600 - Supply Grille
Grilles & Diffusers QA Checklist | checklist |  |  | Tier 6: R07 - Holyoake EC-125 600x600 - Return Grille
Grilles & Diffusers QA Checklist | checklist |  |  | Tier 6: S06 - Holyoake CFPP 450/24 600x600 - Supply Grille
Grilles & Diffusers QA Checklist | checklist |  |  | Tier 6: S06 - Holyoake CFPP 450/24 600x600 - Supply Grille
Grilles & Diffusers QA Checklist | checklist |  |  | Tier 6: S05 - Holyoake CFPP 450/24 600x600 - Supply Grille
Grilles & Diffusers QA Checklist | checklist |  |  | Tier 6: S05 - Holyoake CFPP 450/24 600x600 - Supply Grille
Grilles & Diffusers QA Checklist | checklist |  |  | Tier 6: S05 - Holyoake CFPP 450/24 600x600 - Supply Grille
Grilles & Diffusers QA Checklist | checklist |  |  | Tier 4: 01CLP012; Tier 5: Store - Equipment; Tier 6: E01 - Holyoake EC-125 200x200 - Extract/Transfer Grille
Grilles & Diffusers QA Checklist | checklist |  |  | Tier 6: T01 - Holyoake EC-125 200x201 - Extract/Transfer Grille
Grilles & Diffusers QA Checklist | checklist |  |  | Tier 4: 01CLC050; Tier 5: Consult; Tier 6: T06 - Holyoake EC-125 600x600 - Extract/Transfer Grille
Grilles & Diffusers QA Checklist | checklist |  |  | Tier 6: S06 - Holyoake CFPP 450/24 600x600 - Supply Grille
Grilles & Diffusers QA Checklist | checklist |  |  | Tier 4: 01WCO030; Tier 5: Parenting; Tier 6: E01 - Holyoake EC-125 200x200 - Extract/Transfer Grille
Grilles & Diffusers QA Checklist | checklist |  |  | Tier 4: 01CLP003; Tier 5: Office - Clinical Workroom; Tier 6: S04 - Holyoake CFPP 600/30 600x600 - Supply Grille
Grilles & Diffusers QA Checklist | checklist |  |  | Tier 6: S04 - Holyoake CFPP 600/30 600x600 - Supply Grille
Grilles & Diffusers QA Checklist | checklist |  |  | Tier 6: T06 - Holyoake EC-125 600x600 - Extract/Transfer Grille
Grilles & Diffusers QA Checklist | checklist |  |  | Tier 4: 01CLP050; Tier 5: Toilet - Accessible; Tier 6: E02 - Holyoake EC-125 300x300 - Extract/Transfer Grille
Grilles & Diffusers QA Checklist | checklist |  |  | Tier 6: T02 - Holyoake EC-125 300x300 - Extract/Transfer Grille
Grilles & Diffusers QA Checklist | checklist |  |  | Tier 4: 01CLP002; Tier 5: Reception/Clerical; Tier 6: S25 - Holyoake CFPP-R 615/30 600x600 - Supply Grille
| step |  |  | Tier 2: Zone 2
| step |  |  | Tier 3: BCA-DWD-112-MG-20101 / BCA-DWD-112-ME-30151 / BCA-DWD-112-ME-20151
Grilles & Diffusers QA Checklist | checklist |  |  | Tier 4: 01TRA045; Tier 5: Corridor; Tier 6: T02 - Holyoake EC-125 300x300 - Extract/Transfer Grille
Grilles & Diffusers QA Checklist | checklist |  |  | Tier 6: T02 - Holyoake EC-125 300x300 - Extract/Transfer Grille
| step |  |  | Tier 4: 01TRA032; Tier 5: Stairs - Circulation
Grilles & Diffusers QA Checklist | checklist |  |  | Tier 6: T02 - Holyoake EC-125 300x300 - Extract/Transfer Grille
| step |  |  | Tier 2: Zone 3
| step |  |  | Tier 3: BCA-DWD-112-MG-20101 / BCA-DWD-112-ME-20152 / BCA-DWD-112-ME-30152
Grilles & Diffusers QA Checklist | checklist |  |  | Tier 4: 01PAO005; Tier 5: Specimen Collection Bay; Tier 6: R02 - Holyoake EC-125 300x300 - Return Grille
Grilles & Diffusers QA Checklist | checklist |  |  | Tier 6: S04 - Holyoake CFPP 600/30 600x600 - Supply Grille
Grilles & Diffusers QA Checklist | checklist |  |  | Tier 6: T02 - Holyoake EC-125 300x300 - Extract/Transfer Grille
Grilles & Diffusers QA Checklist | checklist |  |  | Tier 4: 01PAO004; Tier 5: Specimen Collection Bay; Tier 6: R02 - Holyoake EC-125 300x300 - Return Grille
Grilles & Diffusers QA Checklist | checklist |  |  | Tier 6: S04 - Holyoake CFPP 600/30 600x600 - Supply Grille
Grilles & Diffusers QA Checklist | checklist |  |  | Tier 6: T02 - Holyoake EC-125 300x300 - Extract/Transfer Grille
FCU Template | checklist |  |  | Tier 6: 112-1A-MEP5-AHU004-FCU-014 - Temperzone IMDL90Y - FCU 30 L/S OA
Grilles & Diffusers QA Checklist | checklist |  |  | Tier 4: 01PAO003; Tier 5: Specimen Collection Bay; Tier 6: R02 - Holyoake EC-125 300x300 - Return Grille
Grilles & Diffusers QA Checklist | checklist |  |  | Tier 6: S04 - Holyoake CFPP 600/30 600x600 - Supply Grille
Grilles & Diffusers QA Checklist | checklist |  |  | Tier 6: T02 - Holyoake EC-125 300x300 - Extract/Transfer Grille
Grilles & Diffusers QA Checklist | checklist |  |  | Tier 4: 01PAO002; Tier 5: Specimen Collection Bay; Tier 6: R02 - Holyoake EC-125 300x300 - Return Grille
Grilles & Diffusers QA Checklist | checklist |  |  | Tier 6: S04 - Holyoake CFPP 600/30 600x600 - Supply Grille
Grilles & Diffusers QA Checklist | checklist |  |  | Tier 6: T02 - Holyoake EC-125 300x300 - Extract/Transfer Grille
Grilles & Diffusers QA Checklist | checklist |  |  | Tier 4: 01PAO016; Tier 5: Corridor; Tier 6: T02 - Holyoake EC-125 300x300 - Extract/Transfer Grille
Grilles & Diffusers QA Checklist | checklist |  |  | Tier 6: T06 - Holyoake EC-125 600x600 - Extract/Transfer Grille
Grilles & Diffusers QA Checklist | checklist |  |  | Tier 6: R06 - Holyoake EC-125 600x600 - Return Grille
Grilles & Diffusers QA Checklist | checklist |  |  | Tier 6: R06 - Holyoake EC-125 600x600 - Return Grille
Grilles & Diffusers QA Checklist | checklist |  |  | Tier 6: T06 - Holyoake EC-125 600x600 - Extract/Transfer Grille
Grilles & Diffusers QA Checklist | checklist |  |  | Tier 6: T06 - Holyoake EC-125 600x600 - Extract/Transfer Grille
Grilles & Diffusers QA Checklist | checklist |  |  | Tier 6: T02 - Holyoake EC-125 300x300 - Extract/Transfer Grille
Grilles & Diffusers QA Checklist | checklist |  |  | Tier 4: 01PAO007; Tier 5: Office - Clinical Workroom; Tier 6: R06 - Holyoake EC-125 600x600 - Return Grille
Grilles & Diffusers QA Checklist | checklist |  |  | Tier 6: S06 - Holyoake CFPP 450/24 600x600 - Supply Grille
Grilles & Diffusers QA Checklist | checklist |  |  | Tier 4: 01PAO012; Tier 5: Property Bay - Staff; Tier 6: S05 - Holyoake CFPP 450/24 600x600 - Supply Grille
Grilles & Diffusers QA Checklist | checklist |  |  | Tier 4: 01PAO010; Tier 5: Store - Consumables; Tier 6: S04 - Holyoake CFPP 600/30 600x600 - Supply Grille
FCU Template | checklist |  |  | Tier 6: 112-1A-MEP5-AHU004-FCU-017 - Temperzone IMDL40Y - FCU 25 L/S OA
Grilles & Diffusers QA Checklist | checklist |  |  | Tier 4: 01PAO011; Tier 5: Store - Equipment 14m2; Tier 6: E02 - Holyoake EC-125 300x300 - Extract/Transfer Grille
FCU Template | checklist |  |  | Tier 6: 112-1A-MEP5-AHU004-FCU-018 - Temperzone IMDL60Y - FCU 45 L/S OA
Grilles & Diffusers QA Checklist | checklist |  |  | Tier 4: 01PAO013; Tier 5: Toilet - Patient, 4m2; Tier 6: T02 - Holyoake EC-125 300x300 - Extract/Transfer Grille
Grilles & Diffusers QA Checklist | checklist |  |  | Tier 6: E02 - Holyoake EC-125 300x300 - Extract/Transfer Grille
Grilles & Diffusers QA Checklist | checklist |  |  | Tier 4: 01PAO015; Tier 5: Reception/Clerical, 10m2; Tier 6: S04 - Holyoake CFPP 600/30 600x600 - Supply Grille
Grilles & Diffusers QA Checklist | checklist |  |  | Tier 6: E02 - Holyoake EC-125 300x300 - Extract/Transfer Grille
Grilles & Diffusers QA Checklist | checklist |  |  | Tier 4: 01PAO001; Tier 5: Waiting 10m2; Tier 6: S06 - Holyoake CFPP 450/24 600x600 - Supply Grille
Grilles & Diffusers QA Checklist | checklist |  |  | Tier 6: E02 - Holyoake EC-125 300x300 - Extract/Transfer Grille
Grilles & Diffusers QA Checklist | checklist |  |  | Tier 4: 01TRA016; Tier 5: Corridor; Tier 6: S06 - Holyoake CFPP 450/24 600x600 - Supply Grille
Grilles & Diffusers QA Checklist | checklist |  |  | Tier 6: R06 - Holyoake EC-125 600x600 - Return Grille
Grilles & Diffusers QA Checklist | checklist |  |  | Tier 6: S05 - Holyoake CFPP 450/24 600x600 - Supply Grille
Grilles & Diffusers QA Checklist | checklist |  |  | Tier 6: S05 - Holyoake CFPP 450/24 600x600 - Supply Grille
Grilles & Diffusers QA Checklist | checklist |  |  | Tier 6: R06 - Holyoake EC-125 600x600 - Return Grille
Grilles & Diffusers QA Checklist | checklist |  |  | Tier 6: S05 - Holyoake CFPP 450/24 600x600 - Supply Grille
FCU Template | checklist |  |  | Tier 6: 112-1A-MEP5-AHU004-FCU-004 - Temperzone IMDL90Y - FCU 45 L/S OA
Grilles & Diffusers QA Checklist | checklist |  |  | Tier 4: 01WCO031; Tier 5: Meeting 12m2; Tier 6: R02 - Holyoake EC-125 300x300 - Return Grille
Grilles & Diffusers QA Checklist | checklist |  |  | Tier 6: T02 - Holyoake EC-125 300x300 - Extract/Transfer Grille
Grilles & Diffusers QA Checklist | checklist |  |  | Tier 6: S05 - Holyoake CFPP 450/24 600x600 - Supply Grille
Grilles & Diffusers QA Checklist | checklist |  |  | Tier 4: 01CLP001; Tier 5: Waiting 10m2; Tier 6: S06 - Holyoake CFPP 450/24 600x600 - Supply Grille
Grilles & Diffusers QA Checklist | checklist |  |  | Tier 6: E06 - Holyoake EC-125 600x600 - Extract/Transfer Grille
| step |  |  | Tier 4: 01CLP011
| step |  |  | Tier 5: Corridor
FCU Template | checklist |  |  | Tier 6: 112-1A-MEP5-AHU004-FCU-003 - Temperzone IMDL130Y - FCU 125 L/S OA
DX AC Unit Install | checklist |  |  | Tier 4: 01ENG018; Tier 5: Communications Room; Tier 6: 112-1A-MEP5-ACU-003 - PKFY-P100VKM-E 1840x1858x740 - Mitsubishi Electric Wall Mounted Unit
| step |  |  | Tier 4: Ceiling
HTM02-01 B3_4 Leakage Test | checklist |  |  | Tier 5: DVAC - Dental Vacuum PET/PVC
HTM02-01 B3_4 Leakage Test | checklist |  |  | Tier 5: DCA - Dental Compressed Air Copper
| step |  |  | Tier 2: Zone 4
| step |  |  | Tier 3: BCA-DWD-112-ME-20153 / BCA-DWD-112-ME-30153 / BCA-DWD-112-MG-20101
Grilles & Diffusers QA Checklist | checklist |  |  | Tier 4: 01PBO001; Tier 5: Toilet - Accessible Public; Tier 6: T02 - Holyoake EC-125 300x300 - Extract/Transfer Grille
Grilles & Diffusers QA Checklist | checklist |  |  | Tier 6: E02 - Holyoake EC-125 300x300 - Extract/Transfer Grille
Grilles & Diffusers QA Checklist | checklist |  |  | Tier 4: 01PBO007; Tier 5: Toilet - Public; Tier 6: E01 - Holyoake EC-125 200x200 - Extract/Transfer Grille
Grilles & Diffusers QA Checklist | checklist |  |  | Tier 4: 01PBO010; Tier 5: Toilet - Public; Tier 6: E01 - Holyoake EC-125 200x200 - Extract/Transfer Grille
Grilles & Diffusers QA Checklist | checklist |  |  | Tier 4: 01WCO029; Tier 5: Meeting 12m2; Tier 6: S05 - Holyoake CFPP 450/24 600x600 - Supply Grille
Grilles & Diffusers QA Checklist | checklist |  |  | Tier 6: T01 - Holyoake EC-125 200x200 - Extract/Transfer Grille
Grilles & Diffusers QA Checklist | checklist |  |  | Tier 6: R02 - Holyoake EC-125 300x300 - Return Grille
FCU Template | checklist |  |  | Tier 6: 112-1A-MEP5-AHU004-FCU-005 - Temperzone IMDL40Y - FCU 40 L/S OA
FCU Template | checklist |  |  | Tier 4: 01TRA004; Tier 5: Corridor; Tier 6: 112-1A-MEP5-AHU004-FCU-007 - Temperzone IMD280Y - FCU 30 L/S OA
FCU Template | checklist |  |  | Tier 6: 112-1A-MEP5-AHU004-FCU-006 - Temperzone IMDL420Y - FCU 200 L/S OA
Grilles & Diffusers QA Checklist | checklist |  |  | Tier 6: S04 - Holyoake CFPP 600/30 600x600 - Supply Grille
Grilles & Diffusers QA Checklist | checklist |  |  | Tier 6: S06 - Holyoake CFPP 450/24 600x600 - Supply Grille
Grilles & Diffusers QA Checklist | checklist |  |  | Tier 6: R18 - Holyoake RL23 600x600 - Return Grille
Grilles & Diffusers QA Checklist | checklist |  |  | Tier 6: R18 - Holyoake RL23 600x601 - Return Grille
Grilles & Diffusers QA Checklist | checklist |  |  | Tier 6: S18 - Holyoake CSD 2000x222 - Ceiling Slot Diffuser
Grilles & Diffusers QA Checklist | checklist |  |  | Tier 6: S18 - Holyoake CSD 2000x222 - Ceiling Slot Diffuser
Grilles & Diffusers QA Checklist | checklist |  |  | Tier 6: S18 - Holyoake CSD 2000x222 - Ceiling Slot Diffuser
Grilles & Diffusers QA Checklist | checklist |  |  | Tier 6: S06 - Holyoake CFPP 450/24 600x600 - Supply Grille
Grilles & Diffusers QA Checklist | checklist |  |  | Tier 6: S06 - Holyoake CFPP 450/24 600x600 - Supply Grille
Grilles & Diffusers QA Checklist | checklist |  |  | Tier 6: S04 - Holyoake CFPP 600/30 600x600 - Supply Grille
Grilles & Diffusers QA Checklist | checklist |  |  | Tier 6: R08 - Holyoake EC-125 600x600 - Return Grille
| step |  |  | Tier 4: Ceiling
HTM02-01 B3_4 Leakage Test | checklist |  |  | Tier 5: AGS - Anesthetic Gas Scavenging Copper
HTM02-01 B3_4 Leakage Test | checklist |  |  | Tier 5: VAC - Medical Vacuum Copper
HTM02-01 B3_4 Leakage Test | checklist |  |  | Tier 5: MA - Medical Air Copper
HTM02-01 B3_4 Leakage Test | checklist |  |  | Tier 5: O2 - Oxygen Copper
HTM02-01 B3_4 Leakage Test | checklist |  |  | Tier 5: DCA - Dental Compressed Air Copper
| step |  |  | Tier 2: Zone 5
| step |  |  | Tier 3: BCA-DWD-112-ME-30154 / BCA-DWD-112-ME-20154 / BCA-DWD-112-MG-20102 / BCA-DWD-112-MG-20101
Grilles & Diffusers QA Checklist | checklist |  |  | Tier 4: 01RAP084; Tier 5: Reporting; Tier 6: S03 - Holyoake CFPP 600c/30 600x600 - Supply Grille
Grilles & Diffusers QA Checklist | checklist |  |  | Tier 6: S03 - Holyoake CFPP 600c/30 600x601 - Supply Grille
Grilles & Diffusers QA Checklist | checklist |  |  | Tier 6: T02 - Holyoake EC-125 300x300 - Extract/Transfer Grille
Grilles & Diffusers QA Checklist | checklist |  |  | Tier 4: 01RAP082; Tier 5: Waiting - Sub; Tier 6: T06 - Holyoake EC-125 600x600 - Extract/Transfer Grille
Grilles & Diffusers QA Checklist | checklist |  |  | Tier 6: T02 - Holyoake EC-125 300x300 - Extract/Transfer Grille
Grilles & Diffusers QA Checklist | checklist |  |  | Tier 6: S06 - Holyoake CFPP 450/24 600x600 - Supply Grille
Grilles & Diffusers QA Checklist | checklist |  |  | Tier 6: R04 - Holyoake EC-125 600x300 - Return Grille
Grilles & Diffusers QA Checklist | checklist |  |  | Tier 6: T02 - Holyoake EC-125 300x300 - Extract/Transfer Grille
Grilles & Diffusers QA Checklist | checklist |  |  | Tier 4: 01RAP085; Tier 5: Workroom - Sonographer; Tier 6: S04 - Holyoake CFPP 600/30 600x600 - Supply Grille
Grilles & Diffusers QA Checklist | checklist |  |  | Tier 6: T02 - Holyoake EC-125 300x300 - Extract/Transfer Grille
Grilles & Diffusers QA Checklist | checklist |  |  | Tier 4: 01RAP083; Tier 5: Interview; Tier 6: S05 - Holyoake CFPP 450/24 600x600 - Supply Grille
Grilles & Diffusers QA Checklist | checklist |  |  | Tier 6: T02 - Holyoake EC-125 300x300 - Extract/Transfer Grille
Grilles & Diffusers QA Checklist | checklist |  |  | Tier 4: 01RAP087; Tier 5: Corridor; Tier 6: T06 - Holyoake EC-125 600x600 - Extract/Transfer Grille
Grilles & Diffusers QA Checklist | checklist |  |  | Tier 6: S04 - Holyoake CFPP 600/30 600x600 - Supply Grille
Grilles & Diffusers QA Checklist | checklist |  |  | Tier 6: T02 - Holyoake EC-125 300x300 - Extract/Transfer Grille
Grilles & Diffusers QA Checklist | checklist |  |  | Tier 6: T06 - Holyoake EC-125 600x600 - Extract/Transfer Grille
Grilles & Diffusers QA Checklist | checklist |  |  | Tier 6: T06 - Holyoake EC-125 600x600 - Extract/Transfer Grille
Grilles & Diffusers QA Checklist | checklist |  |  | Tier 6: T02 - Holyoake EC-125 300x300 - Extract/Transfer Grille
Grilles & Diffusers QA Checklist | checklist |  |  | Tier 6: T06 - Holyoake EC-125 600x600 - Extract/Transfer Grille
Grilles & Diffusers QA Checklist | checklist |  |  | Tier 6: T02 - Holyoake EC-125 300x300 - Extract/Transfer Grille
Grilles & Diffusers QA Checklist | checklist |  |  | Tier 6: T05 - Holyoake EC-125 450x450 - Extract/Transfer Grille
Grilles & Diffusers QA Checklist | checklist |  |  | Tier 6: E02 - Holyoake EC-125 300x300 - Extract/Transfer Grille
HTM02-01 B3_4 Leakage Test | checklist |  |  | Tier 6: 112-1A-RAP-AVSU-05 - Beacon Meades or Equal and Approved - Area Valve Service Unit
HTM02-01 B3_4 Leakage Test | checklist |  |  | Tier 6: 112-1A-RAP-AVSU-06 - Beacon Meades or Equal and Approved - Area Valve Service Unit
HTM02-01 B3_4 Leakage Test | checklist |  |  | Tier 6: 112-1B-RAP-AVSU-08 - Beacon Meades or Equal and Approved - Area Valve Service Unit
Grilles & Diffusers QA Checklist | checklist |  |  | Tier 4: 01RAP006; Tier 5: Reception/Clerical; Tier 6: S25 - Holyoake CFPP-R 615/30 600x600 - Supply Grille
Grilles & Diffusers QA Checklist | checklist |  |  | Tier 6: E02 - Holyoake EC-125 300x300 - Extract/Transfer Grille
FCU Template | checklist |  |  | Tier 6: 112-1A-MEP5-AHU004-FCU-002 - Temperzone IMDL130Y - FCU 125 L/S OA
Grilles & Diffusers QA Checklist | checklist |  |  | Tier 4: 01RAP013; Tier 5: Cleaner; Tier 6: E02 - Holyoake EC-125 300x300 - Extract/Transfer Grille
Grilles & Diffusers QA Checklist | checklist |  |  | Tier 6: T02 - Holyoake EC-125 300x300 - Extract/Transfer Grille
Grilles & Diffusers QA Checklist | checklist |  |  | Tier 4: 01RAP012; Tier 5: Toilet - Staff; Tier 6: E01 - Holyoake EC-125 200x200 - Extract/Transfer Grille
Grilles & Diffusers QA Checklist | checklist |  |  | Tier 6: T01 - Holyoake EC-125 200x200 - Extract/Transfer Grille
Grilles & Diffusers QA Checklist | checklist |  |  | Tier 4: 01RAP011; Tier 5: Toilet - Staff; Tier 6: E01 - Holyoake EC-125 200x200 - Extract/Transfer Grille
Grilles & Diffusers QA Checklist | checklist |  |  | Tier 6: T01 - Holyoake EC-125 200x200 - Extract/Transfer Grille
Grilles & Diffusers QA Checklist | checklist |  |  | Tier 4: 01RAP010; Tier 5: Toilet - Public; Tier 6: E01 - Holyoake EC-125 200x200 - Extract/Transfer Grille
Grilles & Diffusers QA Checklist | checklist |  |  | Tier 6: T01 - Holyoake EC-125 200x200 - Extract/Transfer Grille
Grilles & Diffusers QA Checklist | checklist |  |  | Tier 4: 01RAP009; Tier 5: Toilet - Accessible; Tier 6: E02 - Holyoake EC-125 300x300 - Extract/Transfer Grille
Grilles & Diffusers QA Checklist | checklist |  |  | Tier 6: T02 - Holyoake EC-125 300x300 - Extract/Transfer Grille
Grilles & Diffusers QA Checklist | checklist |  |  | Tier 4: 01RAP079; Tier 5: Ultrasound; Tier 6: S05 - Holyoake CFPP 600/30 600x600 - Supply Grille
Grilles & Diffusers QA Checklist | checklist |  |  | Tier 6: T05 - Holyoake EC-125 600x600 - Extract/Transfer Grille
HTM02-01 B3_4 Leakage Test | checklist |  |  | Tier 6: OUT202 - Oxygen Outlet
HTM02-01 B3_4 Leakage Test | checklist |  |  | Tier 6: OUT502 - Medical Vacuum Outlet
Grilles & Diffusers QA Checklist | checklist |  |  | Tier 4: 01RAP080; Tier 5: Change - Patient; Tier 6: E01 - Holyoake EC-125 200x200 - Extract/Transfer Grille
Grilles & Diffusers QA Checklist | checklist |  |  | Tier 4: 01RAP078; Tier 5: Toilet - Patient; Tier 6: E02 - Holyoake EC-125 300x300 - Extract/Transfer Grille
Grilles & Diffusers QA Checklist | checklist |  |  | Tier 4: 01RAP077; Tier 5: Toilet - Patient; Tier 6: E02 - Holyoake EC-125 300x300 - Extract/Transfer Grille
Grilles & Diffusers QA Checklist | checklist |  |  | Tier 4: 01RAP076; Tier 5: Sterilisation; Tier 6: E02 - Holyoake EC-125 300x300 - Extract/Transfer Grille
Grilles & Diffusers QA Checklist | checklist |  |  | Tier 6: T02 - Holyoake EC-125 300x300 - Extract/Transfer Grille
Grilles & Diffusers QA Checklist | checklist |  |  | Tier 4: 01RAP075; Tier 5: Change - Patient; Tier 6: E01 - Holyoake EC-125 200x200 - Extract/Transfer Grille
Grilles & Diffusers QA Checklist | checklist |  |  | Tier 4: 01RAP014; Tier 5: Change - Patient; Tier 6: E02 - Holyoake EC-125 300x300 - Extract/Transfer Grille
Grilles & Diffusers QA Checklist | checklist |  |  | Tier 4: 01RAP024; Tier 5: X-Ray - General; Tier 6: S06 - Holyoake CFPP 450/24 - Supply Grille
Grilles & Diffusers QA Checklist | checklist |  |  | Tier 6: S06 - Holyoake CFPP 450/24 - Supply Grille
Grilles & Diffusers QA Checklist | checklist |  |  | Tier 6: R06 - Holyaoke EC-125 600x600 - Return Grille
HTM02-01 B3_4 Leakage Test | checklist |  |  | Tier 6: OUT202 - Oxygen Outlet
HTM02-01 B3_4 Leakage Test | checklist |  |  | Tier 6: OUT502 - Medical Vacuum Outlet
Grilles & Diffusers QA Checklist | checklist |  |  | Tier 4: 01RAP022; Tier 5: X-Ray - General; Tier 6: S06 - Holyoake CFPP 450/24 - Supply Grille
Grilles & Diffusers QA Checklist | checklist |  |  | Tier 6: S06 - Holyoake CFPP 450/24 - Supply Grille
Grilles & Diffusers QA Checklist | checklist |  |  | Tier 6: R06 - Holyaoke EC-125 600x600 - Return Grille
HTM02-01 B3_4 Leakage Test | checklist |  |  | Tier 6: OUT202 - Oxygen Outlet
HTM02-01 B3_4 Leakage Test | checklist |  |  | Tier 6: OUT502 - Medical Vacuum Outlet
Grilles & Diffusers QA Checklist | checklist |  |  | Tier 4: 01RAP020; Tier 5: X-Ray - General; Tier 6: S06 - Holyoake CFPP 450/24 - Supply Grille
Grilles & Diffusers QA Checklist | checklist |  |  | Tier 6: S06 - Holyoake CFPP 450/24 - Supply Grille
Grilles & Diffusers QA Checklist | checklist |  |  | Tier 6: R06 - Holyaoke EC-125 600x600 - Return Grille
HTM02-01 B3_4 Leakage Test | checklist |  |  | Tier 6: OUT202 - Oxygen Outlet
HTM02-01 B3_4 Leakage Test | checklist |  |  | Tier 6: OUT502 - Medical Vacuum Outlet
Grilles & Diffusers QA Checklist | checklist |  |  | Tier 4: 01RAP019; Tier 5: Change - Patient; Tier 6: E01 - Holyoake EC-125 200x200 - Extract/Transfer Grille
Grilles & Diffusers QA Checklist | checklist |  |  | Tier 4: 01RAP018; Tier 5: Change - Patient; Tier 6: E01 - Holyoake EC-125 200x200 - Extract/Transfer Grille
Grilles & Diffusers QA Checklist | checklist |  |  | Tier 4: 01RAP017; Tier 5: Change - Patient; Tier 6: E01 - Holyoake EC-125 200x200 - Extract/Transfer Grille
Grilles & Diffusers QA Checklist | checklist |  |  | Tier 4: 01RAP016; Tier 5: Change - Patient; Tier 6: E01 - Holyoake EC-125 200x200 - Extract/Transfer Grille
Grilles & Diffusers QA Checklist | checklist |  |  | Tier 4: 01RAP015; Tier 5: Change - Patient; Tier 6: E01 - Holyoake EC-125 200x200 - Extract/Transfer Grille
| step |  |  | Tier 4: Ceiling
HTM02-01 B3_4 Leakage Test | checklist |  |  | Tier 5: DVAC - Dental Vacuum PET/PVC
HTM02-01 B3_4 Leakage Test | checklist |  |  | Tier 5: VAC - Medical Vacuum Copper
HTM02-01 B3_4 Leakage Test | checklist |  |  | Tier 5: O2 - Oxygen Copper
HTM02-01 B3_4 Leakage Test | checklist |  |  | Tier 5: AGS - Anesthetic Gas Scavenging Copper
HTM02-01 B3_4 Leakage Test | checklist |  |  | Tier 5: MA - Medical Air Copper
| step |  |  | Tier 2: Zone 6
| step |  |  | Tier 3: BCA-DWD-112-ME-20155 / BCA-DWD-112-ME-30155 / BCA-DWD-112-MG-20101 / BCA-DWD-112-MG-20102
Grilles & Diffusers QA Checklist | checklist |  |  | Tier 4: 01RAP005; Tier 5: Waiting 30m2; Tier 6: E07 - Holyoake EC-125 600x600 - Extract/Transfer Grille
Grilles & Diffusers QA Checklist | checklist |  |  | Tier 6: S06 - Holyoake CFPP 450/24 - Supply Grille
Grilles & Diffusers QA Checklist | checklist |  |  | Tier 6: S06 - Holyoake CFPP 450/24 - Supply Grille
Grilles & Diffusers QA Checklist | checklist |  |  | Tier 4: 01CLC051; Tier 5: Corridor; Tier 6: T06 - Holyoake EC-125 600x600 - Extract/Transfer Grille
Grilles & Diffusers QA Checklist | checklist |  |  | Tier 6: R08 - Holyoake EC-125 600x600 - Return Grille
Grilles & Diffusers QA Checklist | checklist |  |  | Tier 6: T02 - Holyoake EC-125 300x300 - Extract/Transfer Grille
Grilles & Diffusers QA Checklist | checklist |  |  | Tier 6: T06 - Holyoake EC-125 600x600 - Extract/Transfer Grille
Grilles & Diffusers QA Checklist | checklist |  |  | Tier 6: T06 - Holyoake EC-125 600x600 - Extract/Transfer Grille
Grilles & Diffusers QA Checklist | checklist |  |  | Tier 6: T06 - Holyoake EC-125 600x600 - Extract/Transfer Grille
Grilles & Diffusers QA Checklist | checklist |  |  | Tier 6: T06 - Holyoake EC-125 600x600 - Extract/Transfer Grille
Grilles & Diffusers QA Checklist | checklist |  |  | Tier 6: R08 - Holyoake EC-125 600x600 - Extract/Transfer Grille
Grilles & Diffusers QA Checklist | checklist |  |  | Tier 6: T06 - Holyoake EC-125 600x600 - Extract/Transfer Grille
Grilles & Diffusers QA Checklist | checklist |  |  | Tier 6: E02 - Holyoake EC-125 300x300 - Extract/Transfer Grille
HTM02-01 B3_4 Leakage Test | checklist |  |  | Tier 6: 112-1B-CLC-AVSU-01 - Beacon Meades or Equal and Approved - Area Valve Service Unit
Grilles & Diffusers QA Checklist | checklist |  |  | Tier 4: 01CLC027; Tier 5: Reception - Clerical; Tier 6: S25 - Holyoake CFPP-R 615/30 600x600 - Supply Grille
Grilles & Diffusers QA Checklist | checklist |  |  | Tier 4: 01CLC043; Tier 5: Waiting 30m2; Tier 6: E03 - Holyoake EC-125 600x300 - Extract/Transfer Grille
Grilles & Diffusers QA Checklist | checklist |  |  | Tier 6: S05 - Holyoake CFPP 600/30 600x600 - Supply Grille
Grilles & Diffusers QA Checklist | checklist |  |  | Tier 6: S05 - Holyoake CFPP 600/30 600x600 - Supply Grille
Grilles & Diffusers QA Checklist | checklist |  |  | Tier 4: 01CLC030; Tier 5: Toilet Accessible; Tier 6: E02 - Holyoake EC-125 300x300 - Extract/Transfer Grille
Grilles & Diffusers QA Checklist | checklist |  |  | Tier 6: T02 - Holyoake EC-125 300x300 - Extract/Transfer Grille
Grilles & Diffusers QA Checklist | checklist |  |  | Tier 4: 01CLC012; Tier 5: Meeting 12m2; Tier 6: S04 - Holyoake CFPP 600/30 600x600 - Supply Grille
Grilles & Diffusers QA Checklist | checklist |  |  | Tier 6: S04 - Holyoake CFPP 600/30 600x600 - Supply Grille
Grilles & Diffusers QA Checklist | checklist |  |  | Tier 4: 01CLC007; Tier 5: Cosult; Tier 6: S06 - Holyoake CFPP 450/24 - Supply Grille
Grilles & Diffusers QA Checklist | checklist |  |  | Tier 6: T06 - Holyoake EC-125 600x600 - Extract/Transfer Grille
Grilles & Diffusers QA Checklist | checklist |  |  | Tier 4: 01CLC003; Tier 5: Consult; Tier 6: T06 - Holyoake EC-125 600x600 - Extract/Transfer Grille
Grilles & Diffusers QA Checklist | checklist |  |  | Tier 6: S06 - Holyoake CFPP 450/24 - Supply Grille
Grilles & Diffusers QA Checklist | checklist |  |  | Tier 4: 01CLC002; Tier 5: Consult/Treatement; Tier 6: T02 - Holyoake EC-125 300x300 - Extract/Transfer Grille
Grilles & Diffusers QA Checklist | checklist |  |  | Tier 6: E06 - Holyoake EC-125 600x600 - Extract/Transfer Grille
Grilles & Diffusers QA Checklist | checklist |  |  | Tier 6: S06 - Holyoake CFPP 450/24 600x600 - Supply Grille
HTM02-01 B3_4 Leakage Test | checklist |  |  | Tier 6: OUT202 - Oxygen Outlet
HTM02-01 B3_4 Leakage Test | checklist |  |  | Tier 6: OUT502 - Medical Vacuum Outlet
Grilles & Diffusers QA Checklist | checklist |  |  | Tier 4: 01CLC009; Tier 5: Consult/Treatment; Tier 6: T06 - Holyoake EC-125 600x600 - Extract/Transfer Grille
Grilles & Diffusers QA Checklist | checklist |  |  | Tier 6: E06 - Holyoake EC-125 600x600 - Extract/Transfer Grille
Grilles & Diffusers QA Checklist | checklist |  |  | Tier 6: S06 - Holyoake CFPP 450/24 600x600 - Supply Grille
HTM02-01 B3_4 Leakage Test | checklist |  |  | Tier 6: OUT202 - Oxygen Outlet
HTM02-01 B3_4 Leakage Test | checklist |  |  | Tier 6: OUT502 - Medical Vacuum Outlet
Grilles & Diffusers QA Checklist | checklist |  |  | Tier 4: 01CLC041; Tier 5: Staff Base; Tier 6: S25 - Holyoake CFPP-R 615/30 - Supply Grille
Grilles & Diffusers QA Checklist | checklist |  |  | Tier 4: 01CLC042; Tier 5: Office - Clinical Workroom; Tier 6: S04 - Holyoake CFPP 600/30 600x600 - Supply Grille
Grilles & Diffusers QA Checklist | checklist |  |  | Tier 6: S04 - Holyoake CFPP 600/30 600x600 - Supply Grille
Grilles & Diffusers QA Checklist | checklist |  |  | Tier 6: T06 - Holyoake EC-125 600x600 - Extract/Transfer Grille
Grilles & Diffusers QA Checklist | checklist |  |  | Tier 4: 01CLC006; Tier 5: Consult; Tier 6: T06 - Holyoake EC-125 600x600 - Extract/Transfer Grille
Grilles & Diffusers QA Checklist | checklist |  |  | Tier 6: S04 - Holyoake CFPP 600/30 600x600 - Supply Grille
| step |  |  | Tier 4: Ceiling
HTM02-01 B3_4 Leakage Test | checklist |  |  | Tier 5: AGS - Anesthetic Gas Scavenging Copper
HTM02-01 B3_4 Leakage Test | checklist |  |  | Tier 5: VAC - Medical Vacuum Copper
HTM02-01 B3_4 Leakage Test | checklist |  |  | Tier 5: MA - Medical Air Copper
HTM02-01 B3_4 Leakage Test | checklist |  |  | Tier 5: O2 - Oxygen Copper
HTM02-01 B3_4 Leakage Test | checklist |  |  | Tier 5: DVAC - Dental Vacuum PET/PVC
| step |  |  | Tier 2: Zone 7
| step |  |  | Tier 3: BCA-DWD-112-ME-20156 / BCA-DWD-112-ME-30156 / BCA-DWD-112-MG-20102
Grilles & Diffusers QA Checklist | checklist |  |  | Tier 4: 01RAP074; Tier 5: Ultrasound Procedures; Tier 6: S05 - Holyoake CFPP 600/30 600x600 - Supply Grille
Grilles & Diffusers QA Checklist | checklist |  |  | Tier 6: T05 - Holyoake EC-125 450x450 - Extract/Transfer Grille
HTM02-01 B3_4 Leakage Test | checklist |  |  | Tier 6: OUT202 - Oxygen Outlet
HTM02-01 B3_4 Leakage Test | checklist |  |  | Tier 6: OUT502 - Medical Vacuum Outlet
HTM02-01 B3_4 Leakage Test | checklist |  |  | Tier 6: OUT102 - Medical Air Outlet
HTM02-01 B3_4 Leakage Test | checklist |  |  | Tier 6: OUT402 - Anesthetic Gas Scavenging Outlet
Grilles & Diffusers QA Checklist | checklist |  |  | Tier 4: 01RAP073; Tier 5: Toilet - Accesible; Tier 6: E02 - Holyoake EC-125 300x300 - Extract/Transfer Grille
Grilles & Diffusers QA Checklist | checklist |  |  | Tier 6: T02 - Holyoake EC-125 300x300 - Extract/Transfer Grille
Grilles & Diffusers QA Checklist | checklist |  |  | Tier 4: 01RAP087; Tier 5: Corridor; Tier 6: T02 - Holyoake EC-125 300x300 - Extract/Transfer Grille
Grilles & Diffusers QA Checklist | checklist |  |  | Tier 6: T02 - Holyoake EC-125 300x300 - Extract/Transfer Grille
Grilles & Diffusers QA Checklist | checklist |  |  | Tier 6: T05 - Holyoake EC-125 450x450 - Extract/Transfer Grille
HTM02-01 B3_4 Leakage Test | checklist |  |  | Tier 6: 112-1B-RAP-AVSU-07 - Beacon Meades or Equal and Approved - Area Valve Service Unit
Grilles & Diffusers QA Checklist | checklist |  |  | Tier 4: 01RAP072; Tier 5: Patient Hold 9m2; Tier 6: S05 - Holyoake CFPP 600/30 600x600 - Supply Grille
HTM02-01 B3_4 Leakage Test | checklist |  |  | Tier 6: OUT202 - Oxygen Outlet
HTM02-01 B3_4 Leakage Test | checklist |  |  | Tier 6: OUT502 - Medical Vacuum Outlet
Grilles & Diffusers QA Checklist | checklist |  |  | Tier 4: 01RAP071; Tier 5: Preparation; Tier 6: S05 - Holyoake CFPP 600/30 600x600 - Supply Grille
HTM02-01 B3_4 Leakage Test | checklist |  |  | Tier 6: OUT202 - Oxygen Outlet
HTM02-01 B3_4 Leakage Test | checklist |  |  | Tier 6: OUT502 - Medical Vacuum Outlet
HTM02-01 B3_4 Leakage Test | checklist |  |  | Tier 6: OUT102 - Medical Air Outlet
HTM02-01 B3_4 Leakage Test | checklist |  |  | Tier 6: OUT402 - Anesthetic Gas Scavenging Outlet
Grilles & Diffusers QA Checklist | checklist |  |  | Tier 4: 01RAP069; Tier 5: Patient Hold 9m2; Tier 6: S05 - Holyoake CFPP 600/30 600x600 - Supply Grille
HTM02-01 B3_4 Leakage Test | checklist |  |  | Tier 6: OUT202 - Oxygen Outlet
HTM02-01 B3_4 Leakage Test | checklist |  |  | Tier 6: OUT502 - Medical Vacuum Outlet
Grilles & Diffusers QA Checklist | checklist |  |  | Tier 4: 01RAP068; Tier 5: Patient Hold 9m2; Tier 6: S05 - Holyoake CFPP 600/30 600x600 - Supply Grille
HTM02-01 B3_4 Leakage Test | checklist |  |  | Tier 6: OUT202 - Oxygen Outlet
HTM02-01 B3_4 Leakage Test | checklist |  |  | Tier 6: OUT502 - Medical Vacuum Outlet
Grilles & Diffusers QA Checklist | checklist |  |  | Tier 4: 01RAP067; Tier 5: Patient Hold 9m2; Tier 6: S05 - Holyoake CFPP 600/30 600x600 - Supply Grille
HTM02-01 B3_4 Leakage Test | checklist |  |  | Tier 6: OUT202 - Oxygen Outlet
HTM02-01 B3_4 Leakage Test | checklist |  |  | Tier 6: OUT502 - Medical Vacuum Outlet
FCU Template | checklist |  |  | Tier 4: 01RAP088; Tier 5: Corridor; Tier 6: 112-1A-RAP-AHU008-FCU-013 - Temperzone IMD280Y - FCU 850 L/s MIN
FCU Template | checklist |  |  | Tier 6: 112-1A-RAP-AHU008-FCU-012 - Temperzone IMD280Y - FCU 660 L/s MIN
Grilles & Diffusers QA Checklist | checklist |  |  | Tier 6: T06 - Holyoake EC-125 600x600 - Extract/Transfer Grille
Grilles & Diffusers QA Checklist | checklist |  |  | Tier 6: T02 - Holyoake EC-125 300x300 - Extract/Transfer Grille
FCU Template | checklist |  |  | Tier 6: 112-1A-RAP-AHU008-FCU-008 - Temperzone IMD95Y - FCU 30 L/S OA
Grilles & Diffusers QA Checklist | checklist |  |  | Tier 4: 01RAP032; Tier 5: Workroom - Radiographer; Tier 6: T06 - Holyoake EC-125 600x600 - Extract/Transfer Grille
Grilles & Diffusers QA Checklist | checklist |  |  | Tier 6: S04 - Holyoake CFPP 600/30 600x600 - Supply Grille
Grilles & Diffusers QA Checklist | checklist |  |  | Tier 6: S04 - Holyoake CFPP 600/30 600x600 - Supply Grille
Grilles & Diffusers QA Checklist | checklist |  |  | Tier 4: 01RAP033; Tier 5: Dirty Utility - Sub; Tier 6: E02 - Holyoake EC-125 300x300 - Extract/Transfer Grille
Grilles & Diffusers QA Checklist | checklist |  |  | Tier 6: T02 - Holyoake EC-125 300x300 - Extract/Transfer Grille
Grilles & Diffusers QA Checklist | checklist |  |  | Tier 4: 01RAP034; Tier 5: Staff base; Tier 6: S21 - Holyoake CFPP-R 400/24 450x450 - Supply Grille
Grilles & Diffusers QA Checklist | checklist |  |  | Tier 4: 01RAP035; Tier 5: CT Imaging; Tier 6: R08 - Holyoake EC-125 600x600 - Return Grille
Grilles & Diffusers QA Checklist | checklist |  |  | Tier 6: S07 - Holyoake CFPP 450/24 600x600 - Supply Grille
Grilles & Diffusers QA Checklist | checklist |  |  | Tier 6: E06 - Holyoake EC-125 600x600 - Extract/Transfer Grille
Grilles & Diffusers QA Checklist | checklist |  |  | Tier 6: S07 - Holyoake CFPP 450/24 600x600 - Supply Grille
Grilles & Diffusers QA Checklist | checklist |  |  | Tier 6: R08 - Holyoake EC-125 600x600 - Return Grille
Grilles & Diffusers QA Checklist | checklist |  |  | Tier 6: S07 - Holyoake CFPP 450/24 600x600 - Supply Grille
Grilles & Diffusers QA Checklist | checklist |  |  | Tier 6: S07 - Holyoake CFPP 450/24 600x600 - Supply Grille
Grilles & Diffusers QA Checklist | checklist |  |  | Tier 6: E06 - Holyoake EC-125 600x600 - Extract/Transfer Grille
HTM02-01 B3_4 Leakage Test | checklist |  |  | Tier 6: OUT202 - Oxygen Outlet
HTM02-01 B3_4 Leakage Test | checklist |  |  | Tier 6: OUT502 - Medical Vacuum Outlet
HTM02-01 B3_4 Leakage Test | checklist |  |  | Tier 6: OUT102 - Medical Air Outlet
HTM02-01 B3_4 Leakage Test | checklist |  |  | Tier 6: OUT402 - Anesthetic Gas Scavenging Outlet
Grilles & Diffusers QA Checklist | checklist |  |  | Tier 4: 01RAP036; Tier 5: CT Equipment; Tier 6: S07 - Holyoake CFPP 450/24 600x600 - Supply Grille
Grilles & Diffusers QA Checklist | checklist |  |  | Tier 6: S07 - Holyoake CFPP 450/24 600x600 - Supply Grille
Grilles & Diffusers QA Checklist | checklist |  |  | Tier 6: S03 - Holyoake CFPP 600C/30 600x600 - Supply Grille
Grilles & Diffusers QA Checklist | checklist |  |  | Tier 6: R08 - Holyoake EC-125 600x600 - Return Grille
Grilles & Diffusers QA Checklist | checklist |  |  | Tier 4: 01RAP037; Tier 5: CT Imaging Control; Tier 6: S05 - Holyoake CFPP 600/30 600x600 - Supply Grille
Grilles & Diffusers QA Checklist | checklist |  |  | Tier 6: S05 - Holyoake CFPP 600/30 600x600 - Supply Grille
Grilles & Diffusers QA Checklist | checklist |  |  | Tier 6: T06 - Holyoake EC-125 600x600 - Extract/Transfer Grille
Grilles & Diffusers QA Checklist | checklist |  |  | Tier 4: 01RAP060; Tier 5: MRI Control; Tier 6: S05 - Holyoake CFPP 600/30 600x600 - Supply Grille
Grilles & Diffusers QA Checklist | checklist |  |  | Tier 6: S05 - Holyoake CFPP 600/30 600x600 - Supply Grille
Grilles & Diffusers QA Checklist | checklist |  |  | Tier 4: 01RAP059; Tier 5: Medication; Tier 6: R06 - Holyoake EC-125 600x600 - Return Grille
Grilles & Diffusers QA Checklist | checklist |  |  | Tier 6: S07 - Holyoake CFPP 450/24 600x600 - Supply Grille
Grilles & Diffusers QA Checklist | checklist |  |  | Tier 4: 01RAP045; Tier 5: Waiting - Sub; Tier 6: E02 - Holyoake EC-125 300x300 - Extract/Transfer Grille
Grilles & Diffusers QA Checklist | checklist |  |  | Tier 4: 01RAP058; Tier 5: Patient Bay - Holding - 9m2; Tier 6: S05 - Holyoake CFPP 600/30 600x600 - Supply Grille
HTM02-01 B3_4 Leakage Test | checklist |  |  | Tier 6: OUT202 - Oxygen Outlet
HTM02-01 B3_4 Leakage Test | checklist |  |  | Tier 6: OUT502 - Medical Vacuum Outlet
Grilles & Diffusers QA Checklist | checklist |  |  | Tier 4: 01RAP057; Tier 5: Waiting - Sub; Tier 6: E02 - Holyoake EC-125 300x300 - Extract/Transfer Grille
Grilles & Diffusers QA Checklist | checklist |  |  | Tier 6: S06 - Holyoake CFPP 450/24 600x600 - Supply Grille
HTM02-01 B3_4 Leakage Test | checklist |  |  | Tier 4: 01RAP088; Tier 5: Corridor; Tier 6: 112-1B-RAP-AVSU-04 - Beacon Meades or Equal and Approved - Area Valve Service Unit
| step |  |  | Tier 4: Ceiling
HTM02-01 B3_4 Leakage Test | checklist |  |  | Tier 5: AGS - Anesthetic Gas Scavenging Copper
HTM02-01 B3_4 Leakage Test | checklist |  |  | Tier 5: VAC - Medical Vacuum Copper
HTM02-01 B3_4 Leakage Test | checklist |  |  | Tier 5: MA - Medical Air Copper
HTM02-01 B3_4 Leakage Test | checklist |  |  | Tier 5: O2 - Oxygen Copper
| step |  |  | Tier 2: Zone 8
| step |  |  | Tier 3: BCA-DWD-112-MG-20102 / BCA-DWD-112-ME-30157 / BCA-DWD-112-ME-20157
| step |  |  | Tier 4: 01RAP038; Tier 5: X-Ray - General
Grilles & Diffusers QA Checklist | checklist |  |  | Tier 6: R06 - Holyoake EC-125 600x600 - Return Grille
Grilles & Diffusers QA Checklist | checklist |  |  | Tier 6: S06 - Holyoake CFPP 450/24 - Supply Grille
Grilles & Diffusers QA Checklist | checklist |  |  | Tier 6: S06 - Holyoake CFPP 450/24 - Supply Grille
HTM02-01 B3_4 Leakage Test | checklist |  |  | Tier 6: OUT202 - Oxygen Outlet
HTM02-01 B3_4 Leakage Test | checklist |  |  | Tier 6: OUT502 - Medical Vacuum Outlet
Grilles & Diffusers QA Checklist | checklist |  |  | Tier 4: 01RAP043; Tier 5: Change - Patient; Tier 6: E01 - Holyoake EC-125 200x200 - Extract/Transfer Grille
Grilles & Diffusers QA Checklist | checklist |  |  | Tier 4: 01RAP042; Tier 5: Change - Patient; Tier 6: E01 - Holyoake EC-125 200x200 - Extract/Transfer Grille
Grilles & Diffusers QA Checklist | checklist |  |  | Tier 4: 01RAP041; Tier 5: Change - Accessible; Tier 6: E01 - Holyoake EC-125 200x200 - Extract/Transfer Grille
Grilles & Diffusers QA Checklist | checklist |  |  | Tier 4: 01RAP040; Tier 5: Toilet - Patient; Tier 6: E02 - Holyoake EC-125 300x300 - Extract/Transfer Grille
Grilles & Diffusers QA Checklist | checklist |  |  | Tier 4: 01RAP046; Tier 5: Report; Tier 6: S05 - Holyoake CFPP 600/30 600x600 - Supply Grille
Grilles & Diffusers QA Checklist | checklist |  |  | Tier 4: 01CLC053; Tier 5: Corridor - Patient Treatment Areas; Tier 6: T06 - Holyoake EC-125 600x600 - Extract/Transfer Grille
Grilles & Diffusers QA Checklist | checklist |  |  | Tier 6: T02 - Holyoake EC-125 300x300 - Extract/Transfer Grille
Grilles & Diffusers QA Checklist | checklist |  |  | Tier 6: S05 - Holyoake CFPP 600/30 600x600 - Supply Grille
Grilles & Diffusers QA Checklist | checklist |  |  | Tier 6: T06 - Holyoake EC-125 600x600 - Extract/Transfer Grille
Grilles & Diffusers QA Checklist | checklist |  |  | Tier 6: R06 - Holyoake EC-125 600x600 - Return Grille
Grilles & Diffusers QA Checklist | checklist |  |  | Tier 6: T06 - Holyoake EC-125 600x600 - Extract/Transfer Grille
Grilles & Diffusers QA Checklist | checklist |  |  | Tier 6: T02 - Holyoake EC-125 300x300 - Extract/Transfer Grille
Grilles & Diffusers QA Checklist | checklist |  |  | Tier 6: R06 - Holyoake EC-125 600x600 - Return Grille
Grilles & Diffusers QA Checklist | checklist |  |  | Tier 6: T06 - Holyoake EC-125 600x600 - Extract/Transfer Grille
Grilles & Diffusers QA Checklist | checklist |  |  | Tier 6: R08 - Holyoake EC-125 600x600 - Return Grille
HTM02-01 B3_4 Leakage Test | checklist |  |  | Tier 6: 112-1B-RAP-AVSU-02 - Beacon Meades or Equal and Approved - Area Valve Service Unit
Grilles & Diffusers QA Checklist | checklist |  |  | Tier 4: 01CLC037; Tier 5: Consult; Tier 6: S04 - Holyoake CFPP 600/30 600x600 - Supply Grille
Grilles & Diffusers QA Checklist | checklist |  |  | Tier 6: T02 - Holyoake EC-125 300x300 - Extract/Transfer Grille
Grilles & Diffusers QA Checklist | checklist |  |  | Tier 4: 01CLC026; Tier 5: Store - Equipment; Tier 6: E02 - Holyoake EC-125 300x300 - Extract/Transfer Grille
Grilles & Diffusers QA Checklist | checklist |  |  | Tier 6: T02 - Holyoake EC-125 300x300 - Extract/Transfer Grille
Grilles & Diffusers QA Checklist | checklist |  |  | Tier 4: 01CLS004; Tier 5: Store - Consumables; Tier 6: S02 - Hoyoake CFPP 450/24 450x450 - Supply Grille
Grilles & Diffusers QA Checklist | checklist |  |  | Tier 6: T02 - Holyoake EC-125 300x300 - Extract/Transfer Grille
Grilles & Diffusers QA Checklist | checklist |  |  | Tier 4: 01CLC024; Tier 5: Consult/Treatment; Tier 6: S04 - Holyoake CFPP 600/30 600x600 - Supply Grille
Grilles & Diffusers QA Checklist | checklist |  |  | Tier 6: E02 - Holyoake EC-125 300x300 - Extract/Transfer Grille
Grilles & Diffusers QA Checklist | checklist |  |  | Tier 4: 01CLC035; Tier 5: Staff Base; Tier 6: S25 - Holyoake CFPP-R 615/30 600x600 - Supply Grille
Grilles & Diffusers QA Checklist | checklist |  |  | Tier 4: 01CLC033; Tier 5: Office - Clinical Workroom; Tier 6: S06 - Holyoake CFPP 450/24 - Supply Grille
Grilles & Diffusers QA Checklist | checklist |  |  | Tier 6: R06 - Holyoake EC-125 600x600 - Return Grille
Grilles & Diffusers QA Checklist | checklist |  |  | Tier 4: 01CLC032; Tier 5: Dirty Utility - Sub; Tier 6: E02 - Holyoake EC-125 300x300 - Extract/Transfer Grille
Grilles & Diffusers QA Checklist | checklist |  |  | Tier 6: T02 - Holyoake EC-125 300x300 - Extract/Transfer Grille
FCU Template | checklist |  |  | Tier 6: 112-1B-CLC-AHU024-FCU-009 - Temperzone IMD95Y - 30 L/S OA
Grilles & Diffusers QA Checklist | checklist |  |  | Tier 4: 01CLCL031; Tier 5: Medication; Tier 6: S07 - Holyoake CFPP 450/24 600x600 - Supply Grille
Grilles & Diffusers QA Checklist | checklist |  |  | Tier 6: R04 - Holyoake EC-125 600x300 - Return Grille
Grilles & Diffusers QA Checklist | checklist |  |  | Tier 6: R04 - Holyoake EC-125 600x300 - Return Grille
Grilles & Diffusers QA Checklist | checklist |  |  | Tier 4: 01CLC017; Tier 5: Consult; Tier 6: S04 - Holyoake CFPP 600/30 600x600 - Supply Grille
Grilles & Diffusers QA Checklist | checklist |  |  | Tier 6: T02 - Holyoake EC-125 300x300 - Extract/Transfer Grille
Grilles & Diffusers QA Checklist | checklist |  |  | Tier 4: 01CLC008; Tier 5: Consult; Tier 6: T06 - Holyoake EC-125 600x600 - Extract/Transfer Grille
Grilles & Diffusers QA Checklist | checklist |  |  | Tier 6: S05 - Holyoake CFPP 600/30 600x600 - Supply Grille
Grilles & Diffusers QA Checklist | checklist |  |  | Tier 4: 01CLC013; Tier 5: Consult; Tier 6: T06 - Holyoake EC-125 600x600 - Extract/Transfer Grille
Grilles & Diffusers QA Checklist | checklist |  |  | Tier 6: S06 - Holyoake CFPP 450/24 - Supply Grille
Grilles & Diffusers QA Checklist | checklist |  |  | Tier 4: 01CLC014; Tier 5: Consult; Tier 6: T06 - Holyoake EC-125 600x600 - Extract/Transfer Grille
Grilles & Diffusers QA Checklist | checklist |  |  | Tier 6: S06 - Holyoake CFPP 450/24 - Supply Grille
Grilles & Diffusers QA Checklist | checklist |  |  | Tier 4: 01CLC015; Tier 5: Consult; Tier 6: T06 - Holyoake EC-125 600x600 - Extract/Transfer Grille
Grilles & Diffusers QA Checklist | checklist |  |  | Tier 6: S06 - Holyoake CFPP 450/24 - Supply Grille
Grilles & Diffusers QA Checklist | checklist |  |  | Tier 4: 01CLC016; Tier 5: Consult; Tier 6: T06 - Holyoake EC-125 600x600 - Extract/Transfer Grille
Grilles & Diffusers QA Checklist | checklist |  |  | Tier 6: S06 - Holyoake CFPP 450/24 - Supply Grille
Grilles & Diffusers QA Checklist | checklist |  |  | Tier 4: 01CLC011; Tier 5: Waiting 30m2; Tier 6: E06 - Holyoake EC-125 600x600 - Extract/Transfer Grille
Grilles & Diffusers QA Checklist | checklist |  |  | Tier 6: S06 - Holyoake CFPP 450/24 - Supply Grille
| step |  |  | Tier 4: Ceiling
HTM02-01 B3_4 Leakage Test | checklist |  |  | Tier 5: AGS - Anesthetic Gas Scavenging Copper
HTM02-01 B3_4 Leakage Test | checklist |  |  | Tier 5: VAC - Medical Vacuum Copper
HTM02-01 B3_4 Leakage Test | checklist |  |  | Tier 5: MA - Medical Air Copper
HTM02-01 B3_4 Leakage Test | checklist |  |  | Tier 5: O2 - Oxygen Copper
| step |  |  | Tier 2: Zone 9
| step |  |  | Tier 3: BCA-DWD-112-MG-20102 / BCA-DWD-112-ME-20158 / BCA-DWD-112-ME-30158
Grilles & Diffusers QA Checklist | checklist |  |  | Tier 4: 01RAP063; Tier 5: Anesthetic Preparation; Tier 6: E14 - Holyoake RL-23 500x350 - Extract Grille complete with removable Grille and G4 Filters
Grilles & Diffusers QA Checklist | checklist |  |  | Tier 6: S05 - Holyoake CFPP 600/30 600x600 - Supply Grille
HTM02-01 B3_4 Leakage Test | checklist |  |  | Tier 6: OUT202 - Oxygen Outlet
HTM02-01 B3_4 Leakage Test | checklist |  |  | Tier 6: OUT502 - Medical Vacuum Outlet
HTM02-01 B3_4 Leakage Test | checklist |  |  | Tier 6: OUT102 - Medical Air Outlet
HTM02-01 B3_4 Leakage Test | checklist |  |  | Tier 6: OUT402 - Anesthetic Gas Scavenging Outlet
Grilles & Diffusers QA Checklist | checklist |  |  | Tier 4: 01RAP091; Tier 5: Corridor; Tier 6: S05 - Holyoake CFPP 600/30 600x600 - Supply Grille
| step |  |  | Tier 4: 01TRA008; Tier 5: Corridor
Grilles & Diffusers QA Checklist | checklist |  |  | Tier 6: S05 - Holyoake CFPP 600/30 600x600 - Supply Grille
Grilles & Diffusers QA Checklist | checklist |  |  | Tier 6: T02 - Holyoake EC-125 300x300 - Extract/Transfer Grille
Grilles & Diffusers QA Checklist | checklist |  |  | Tier 6: S05 - Holyoake CFPP 600/30 600x600 - Supply Grille
Grilles & Diffusers QA Checklist | checklist |  |  | Tier 4: 01RAP052; Tier 5: Toilet - Patient; Tier 6: E01 - Holyoake EC-125 200x200 - Extract/Transfer Grille
Grilles & Diffusers QA Checklist | checklist |  |  | Tier 6: T01 - Holyoake EC-125 200x200 - Extract/Transfer Grille
Grilles & Diffusers QA Checklist | checklist |  |  | Tier 4: 01RAP053; Tier 5: Change - Patient; Tier 6: T06 - Holyoake EC-125 600x600 - Extract/Transfer Grille
Grilles & Diffusers QA Checklist | checklist |  |  | Tier 6: E01 - Holyoake EC-125 200x200 - Extract/Transfer Grille
Grilles & Diffusers QA Checklist | checklist |  |  | Tier 6: T01 - Holyoake EC-125 200x200 - Extract/Transfer Grille
Grilles & Diffusers QA Checklist | checklist |  |  | Tier 4: 01RAP054; Tier 5: Change Patient; Tier 6: T01 - Holyoake EC-125 200x200 - Extract/Transfer Grille
Grilles & Diffusers QA Checklist | checklist |  |  | Tier 6: E01 - Holyoake EC-125 200x200 - Extract/Transfer Grille
| step |  |  | Tier 4: 01RAP089; Tier 5: Corridor
HTM02-01 B3_4 Leakage Test | checklist |  |  | Tier 6: 112-1B-RAP-AVSU-03 - Beacon Meades or Equal and Approved - Area Valve Service Unit
Grilles & Diffusers QA Checklist | checklist |  |  | Tier 4: 01RAP046; Tier 5: Reporting; Tier 6: R06 - Holyoake EC-125 600x600 - Return Grille
Grilles & Diffusers QA Checklist | checklist |  |  | Tier 6: S05 - Holyoake CFPP 600/30 600x600 - Supply Grille
Grilles & Diffusers QA Checklist | checklist |  |  | Tier 4: 01RAP050; Tier 5: Office 1P; Tier 6: R02 - Holyoake EC-125 300x300 - Return Grille
Grilles & Diffusers QA Checklist | checklist |  |  | Tier 6: S04 - Holyoake CFPP 600/30 600x600 - Supply Grille
Grilles & Diffusers QA Checklist | checklist |  |  | Tier 4: 01RAP049; Tier 5: Store - General; Tier 6: E02 - Holyoake EC-125 300x300 - Extract/Transfer Grille
Grilles & Diffusers QA Checklist | checklist |  |  | Tier 6: T02 - Holyoake EC-125 300x300 - Extract/Transfer Grille
Grilles & Diffusers QA Checklist | checklist |  |  | Tier 4: 01WCO003; Tier 5: Meeting 12m2; Tier 6: T05 - Holyoake EC-125 450x450 - Extract/Transfer Grille
Grilles & Diffusers QA Checklist | checklist |  |  | Tier 6: S06 - Holyoake CFPP 450/24 - Supply Grille
Grilles & Diffusers QA Checklist | checklist |  |  | Tier 4: 01WCO004; Tier 5: Meeting 20m2; Tier 6: S06 - Holyoake CFPP 450/24 - Supply Grille
Grilles & Diffusers QA Checklist | checklist |  |  | Tier 6: S06 - Holyoake CFPP 450/24 - Supply Grille
Grilles & Diffusers QA Checklist | checklist |  |  | Tier 6: R07 - Holyoake EC-125 600x600 - Return Grille
| step |  |  | Tier 4: 01WCO028; Tier 5: Corridor
Grilles & Diffusers QA Checklist | checklist |  |  | Tier 6: R07 - Holyoake EC-125 600x600 - Return Grille
Grilles & Diffusers QA Checklist | checklist |  |  | Tier 6: T01 - Holyoake EC-125 200x200 - Extract/Transfer Grille
Grilles & Diffusers QA Checklist | checklist |  |  | Tier 6: S04 - Holyoake CFPP 600/30 600x600 - Supply Grille
Grilles & Diffusers QA Checklist | checklist |  |  | Tier 6: T01 - Holyoake EC-125 200x200 - Extract/Transfer Grille
Grilles & Diffusers QA Checklist | checklist |  |  | Tier 6: T01 - Holyoake EC-125 200x200 - Extract/Transfer Grille
Grilles & Diffusers QA Checklist | checklist |  |  | Tier 6: T01 - Holyoake EC-125 200x200 - Extract/Transfer Grille
Grilles & Diffusers QA Checklist | checklist |  |  | Tier 6: T02 - Holyoake EC-125 300x300 - Extract/Transfer Grille
Grilles & Diffusers QA Checklist | checklist |  |  | Tier 6: S06 - Holyoake CFPP 450/24 - Supply Grille
Grilles & Diffusers QA Checklist | checklist |  |  | Tier 6: S06 - Holyoake CFPP 450/24 - Supply Grille
Grilles & Diffusers QA Checklist | checklist |  |  | Tier 6: E02 - Holyoake EC-125 300x300 - Extract/Transfer Grille
Grilles & Diffusers QA Checklist | checklist |  |  | Tier 6: R07 - Holyoake EC-125 600x600 - Return Grille
Grilles & Diffusers QA Checklist | checklist |  |  | Tier 6: T06 - Holyoake EC-125 600x600 - Extract/Transfer Grille
Grilles & Diffusers QA Checklist | checklist |  |  | Tier 6: T05 - Holyoake EC-125 450x450 - Extract/Transfer Grille
Grilles & Diffusers QA Checklist | checklist |  |  | Tier 6: T01 - Holyoake EC-125 200x200 - Extract/Transfer Grille
Grilles & Diffusers QA Checklist | checklist |  |  | Tier 4: 01WCO010; Tier 5: Workstations - Allocated/Non Allocated; Tier 6: R07 - Holyoake EC-125 600x600 - Return Grille
Grilles & Diffusers QA Checklist | checklist |  |  | Tier 6: S06 - Holyoake CFPP 450/24 - Supply Grille
Grilles & Diffusers QA Checklist | checklist |  |  | Tier 6: S06 - Holyoake CFPP 450/24 - Supply Grille
| step |  |  | Tier 4: 01WCO008; Tier 5: Workstations - Allocated/Non Allocated
Grilles & Diffusers QA Checklist | checklist |  |  | Tier 6: S06 - Holyoake CFPP 450/24 - Supply Grille
Grilles & Diffusers QA Checklist | checklist |  |  | Tier 6: S06 - Holyoake CFPP 450/24 - Supply Grille
Grilles & Diffusers QA Checklist | checklist |  |  | Tier 6: S06 - Holyoake CFPP 450/24 - Supply Grille
Grilles & Diffusers QA Checklist | checklist |  |  | Tier 6: R07 - Holyoake EC-125 600x600 - Return Grille
Grilles & Diffusers QA Checklist | checklist |  |  | Tier 4: 01WCO021; Tier 5: Booth - Quiet; Tier 6: T01 - Holyoake EC-125 200x200 - Extract/Transfer Grille
Grilles & Diffusers QA Checklist | checklist |  |  | Tier 6: S01 - Holyoake CFPP 450/24 450x450 - Supply Grille
| step |  |  | Tier 4: 01WCO018; Tier 5: Toilet/Shower - Staff
Grilles & Diffusers QA Checklist | checklist |  |  | Tier 6: T02 - Holyoake EC-125 300x300 - Extract/Transfer Grille
Grilles & Diffusers QA Checklist | checklist |  |  | Tier 6: E02 - Holyoake EC-125 300x300 - Extract/Transfer Grille
Grilles & Diffusers QA Checklist | checklist |  |  | Tier 4: 01WCO019; Tier 5: Toilet - Staff; Tier 6: T01 - Holyoake EC-125 200x200 - Extract/Transfer Grille
Grilles & Diffusers QA Checklist | checklist |  |  | Tier 6: E01 - Holyoake EC-125 200x200 - Extract/Transfer Grille
Grilles & Diffusers QA Checklist | checklist |  |  | Tier 4: 01WCO020; Tier 5: Toilet - Staff; Tier 6: E01 - Holyoake EC-125 200x200 - Extract/Transfer Grille
Grilles & Diffusers QA Checklist | checklist |  |  | Tier 6: T01 - Holyoake EC-125 200x200 - Extract/Transfer Grille
Grilles & Diffusers QA Checklist | checklist |  |  | Tier 4: 01WCO022; Tier 5: Booth - Quiet; Tier 6: T01 - Holyoake EC-125 200x200 - Extract/Transfer Grille
Grilles & Diffusers QA Checklist | checklist |  |  | Tier 6: S01 - Holyoake CFPP 450/24 450x450 - Supply Grille
Grilles & Diffusers QA Checklist | checklist |  |  | Tier 4: 01WCO023; Tier 5: Booth - Quiet; Tier 6: T01 - Holyoake EC-125 200x200 - Extract/Transfer Grille
Grilles & Diffusers QA Checklist | checklist |  |  | Tier 6: S01 - Holyoake CFPP 450/24 450x450 - Supply Grille
Grilles & Diffusers QA Checklist | checklist |  |  | Tier 4: 01WCO024; Tier 5: Booth - Quiet; Tier 6: T01 - Holyoake EC-125 200x200 - Extract/Transfer Grille
Grilles & Diffusers QA Checklist | checklist |  |  | Tier 6: S01 - Holyoake CFPP 450/24 450x450 - Supply Grille
Grilles & Diffusers QA Checklist | checklist |  |  | Tier 4: 01WCO014; Tier 5: Booth - Quiet; Tier 6: T01 - Holyoake EC-125 200x200 - Extract/Transfer Grille
Grilles & Diffusers QA Checklist | checklist |  |  | Tier 6: S01 - Holyoake CFPP 450/24 450x450 - Supply Grille
Grilles & Diffusers QA Checklist | checklist |  |  | Tier 4: 01WCO013; Tier 5: Booth - Quiet; Tier 6: T01 - Holyoake EC-125 200x200 - Extract/Transfer Grille
Grilles & Diffusers QA Checklist | checklist |  |  | Tier 6: S01 - Holyoake CFPP 450/24 450x450 - Supply Grille
Grilles & Diffusers QA Checklist | checklist |  |  | Tier 4: 01WCO012; Tier 5: Booth - Quiet; Tier 6: T01 - Holyoake EC-125 200x200 - Extract/Transfer Grille
Grilles & Diffusers QA Checklist | checklist |  |  | Tier 6: S03 - Holyoake CFPP 600C/30 600x600 - Supply Grille
Grilles & Diffusers QA Checklist | checklist |  |  | Tier 4: 01WCO011; Tier 5: Booth - Quiet; Tier 6: T02 - Holyoake EC-125 300x300 - Extract/Transfer Grille
Grilles & Diffusers QA Checklist | checklist |  |  | Tier 6: S02 - Holyoake CFPP 450/24 450x450 - Supply Grille
Grilles & Diffusers QA Checklist | checklist |  |  | Tier 4: 01WCO015; Tier 5: Staff Room; Tier 6: E02 - Holyoake EC-125 300x300 - Extract/Transfer Grille
Grilles & Diffusers QA Checklist | checklist |  |  | Tier 6: S05 - Holyoake CFPP 600/30 600x600 - Supply Grille
Grilles & Diffusers QA Checklist | checklist |  |  | Tier 6: S05 - Holyoake CFPP 600/30 600x600 - Supply Grille
Grilles & Diffusers QA Checklist | checklist |  |  | Tier 4: 01WCO017; Tier 5: Meeting 12m2; Tier 6: S05 - Holyoake CFPP 600/30 600x600 - Supply Grille
Grilles & Diffusers QA Checklist | checklist |  |  | Tier 6: T06 - Holyoake EC-125 600x600 - Extract/Transfer Grille
| step |  |  | Tier 4: Ceiling
HTM02-01 B3_4 Leakage Test | checklist |  |  | Tier 5: AGS - Anesthetic Gas Scavenging Copper
HTM02-01 B3_4 Leakage Test | checklist |  |  | Tier 5: VAC - Medical Vacuum Copper
HTM02-01 B3_4 Leakage Test | checklist |  |  | Tier 5: MA - Medical Air Copper
HTM02-01 B3_4 Leakage Test | checklist |  |  | Tier 5: O2 - Oxygen Copper
| step |  |  | Tier 2: Zone 10
| step |  |  | Tier 3: BCA-DWD-112-MG-20102 / BCA-DWD-112-ME-20159 / BCA-DWD-112-ME-30159
Grilles & Diffusers QA Checklist | checklist |  |  | Tier 4: 01TRA006; Tier 5: Corridor; Tier 6: S05 - Holyoake CFPP 600/30 600x600 - Supply Grille
Grilles & Diffusers QA Checklist | checklist |  |  | Tier 6: S05 - Holyoake CFPP 600/30 600x600 - Supply Grille
Grilles & Diffusers QA Checklist | checklist |  |  | Tier 6: R07 - Holyoake EC-125 600x600 - Return Grille
FCU Template | checklist |  |  | Tier 6: 112-1B-MEP2-AHU023-FCU-010 - Temperzone IMDL130Y - 100 L/S OA
Grilles & Diffusers QA Checklist | checklist |  |  | Tier 6: R06 - Holyoake EC-125 600x600 - Return Grille
Grilles & Diffusers QA Checklist | checklist |  |  | Tier 4: 01CLC023; Tier 5: Toilet - Public; Tier 6: E01 - Holyoake EC-125 200x200 - Extract/Transfer Grille
Grilles & Diffusers QA Checklist | checklist |  |  | Tier 4: 01CLS002; Tier 5: Clinical Trials Support; Tier 6: T02 - Holyoake EC-125 300x300 - Extract/Transfer Grille
Grilles & Diffusers QA Checklist | checklist |  |  | Tier 6: S04 - Holyoake CFPP 600/30 600x600 - Supply Grille
Grilles & Diffusers QA Checklist | checklist |  |  | Tier 4: 01CLS001; Tier 5: Cleaner; Tier 6: E02 - Holyoake EC-125 300x300 - Extract/Transfer Grille
Grilles & Diffusers QA Checklist | checklist |  |  | Tier 6: T02 - Holyoake EC-125 300x300 - Extract/Transfer Grille
Grilles & Diffusers QA Checklist | checklist |  |  | Tier 4: 01CLC019; Tier 5: Consult/Treatment; Tier 6: S04 - Holyoake CFPP 600/30 600x600 - Supply Grille
Grilles & Diffusers QA Checklist | checklist |  |  | Tier 6: E06 - Holyoake EC-125 600x600 - Extract/Transfer Grille
HTM02-01 B3_4 Leakage Test | checklist |  |  | Tier 6: OUT202 - Oxygen Outlet
HTM02-01 B3_4 Leakage Test | checklist |  |  | Tier 6: OUT502 - Medical Vacuum Outlet
Grilles & Diffusers QA Checklist | checklist |  |  | Tier 4: 01CLC018; Tier 5: Plaster; Tier 6: T06 - Holyoake EC-125 600x600 - Extract/Transfer Grille
Grilles & Diffusers QA Checklist | checklist |  |  | Tier 6: E05 - Holyoake EC-125 450x450 - Extract/Transfer Grille
Grilles & Diffusers QA Checklist | checklist |  |  | Tier 6: S06 - Holyoake CFPP 450/24 600x600 - Supply Grille
Grilles & Diffusers QA Checklist | checklist |  |  | Tier 6: E05 - Holyoake EC-125 450x450 - Extract/Transfer Grille
Grilles & Diffusers QA Checklist | checklist |  |  | Tier 6: E05 - Holyoake EC-125 450x450 - Extract/Transfer Grille
Grilles & Diffusers QA Checklist | checklist |  |  | Tier 6: E05 - Holyoake EC-125 450x450 - Extract/Transfer Grille
Grilles & Diffusers QA Checklist | checklist |  |  | Tier 6: S06 - Holyoake CFPP 450/24 600x600 - Supply Grille
Grilles & Diffusers QA Checklist | checklist |  |  | Tier 4: 01TRA009; Tier 5: Corridor; Tier 6: S06 - Holyoake CFPP 450/24 600x600 - Supply Grille
Grilles & Diffusers QA Checklist | checklist |  |  | Tier 6: T06 - Holyoake EC-125 600x600 - Extract/Transfer Grille
Grilles & Diffusers QA Checklist | checklist |  |  | Tier 4: 01RAP086; Tier 5: Disposal; Tier 6: E06 - Holyoake EC-125 600x600 - Extract/Transfer Grille
Grilles & Diffusers QA Checklist | checklist |  |  | Tier 6: T06 - Holyoake EC-125 600x600 - Extract/Transfer Grille
FCU Template | checklist |  |  | Tier 6: 112-1B-MEP2-AHU023-FCU-011 - Temperzone IMD280Y - 30 L/S OA
| step |  |  | Tier 4: 01ENG061; Tier 5: Communications
DX AC Unit Install | checklist |  |  | Tier 6: 112-1B-MEP2-ACU-004 - PKFY-P100VKM-E 1840x1858x740 - Mitsubishi Electric Wall mounted Indoor unit .
| step |  |  | Tier 4: Ceiling
HTM02-01 B3_4 Leakage Test | checklist |  |  | Tier 5: O2 - Oxygen Copper
HTM02-01 B3_4 Leakage Test | checklist |  |  | Tier 5: VAC - Medical Vacuum Copper
| step |  |  | Tier 1: Level 2
| step |  |  | Tier 2: Zone 1
| step |  |  | Tier 3: BCA-DWD-112-MG-20201 / BCA-DWD-112-ME-20250 / BCA-DWD-112-ME-30250
Grilles & Diffusers QA Checklist | checklist |  |  | Tier 4: 02CLD016; Tier 5: Play Area; Tier 6: S06 - Holyoake CFPP 450/24 600x600 - Supply Grille
Grilles & Diffusers QA Checklist | checklist |  |  | Tier 4: 02CLD057; Tier 5: Corridor; Tier 6: R06 - Holyoake EC-125 600x600 - Return Grille
Grilles & Diffusers QA Checklist | checklist |  |  | Tier 6: R06 - Holyoake EC-125 600x600 - Return Grille
Grilles & Diffusers QA Checklist | checklist |  |  | Tier 6: T06 - Holyoake EC-125 600x600 - Extract/Transfer Grille
FCU Template | checklist |  |  | Tier 6: 112-2A-CLD-AHU002-FCU-001 - Temperzone IMD95Y - 30 L/S OA
Grilles & Diffusers QA Checklist | checklist |  |  | Tier 6: R06 - Holyoake EC-125 600x600 - Return Grille
Grilles & Diffusers QA Checklist | checklist |  |  | Tier 6: T06 - Holyoake EC-125 600x600 - Extract/Transfer Grille
Grilles & Diffusers QA Checklist | checklist |  |  | Tier 6: R06 - Holyoake EC-125 600x600 - Return Grille
Grilles & Diffusers QA Checklist | checklist |  |  | Tier 6: T06 - Holyoake EC-125 600x600 - Extract/Transfer Grille
Grilles & Diffusers QA Checklist | checklist |  |  | Tier 6: T02 - Holyoake EC-125 300x300 - Extract/Transfer Grille
Grilles & Diffusers QA Checklist | checklist |  |  | Tier 6: T06 - Holyoake EC-125 600x600 - Extract/Transfer Grille
Grilles & Diffusers QA Checklist | checklist |  |  | Tier 6: R06 - Holyoake EC-125 600x600 - Return Grille
Grilles & Diffusers QA Checklist | checklist |  |  | Tier 6: R05 - Holyoake EC-125 450x450 - Return Grille
Grilles & Diffusers QA Checklist | checklist |  |  | Tier 6: R06 - Holyoake EC-125 600x600 - Return Grille
Grilles & Diffusers QA Checklist | checklist |  |  | Tier 6: T06 - Holyoake EC-125 600x600 - Extract/Transfer Grille
Grilles & Diffusers QA Checklist | checklist |  |  | Tier 6: R06 - Holyoake EC-125 600x600 - Return Grille
Grilles & Diffusers QA Checklist | checklist |  |  | Tier 6: T07 - Holyoake EC-125 600x600 - Extract/Transfer Grille
Grilles & Diffusers QA Checklist | checklist |  |  | Tier 4: 02CLD019; Tier 5: Consult/Treatment; Tier 6: S05 - Holyoake CFPP 600/30 600x600 - Supply Grille
Grilles & Diffusers QA Checklist | checklist |  |  | Tier 6: T06 - Holyoake EC-125 600x600 - Extract/Transfer Grille
HTM02-01 B3_4 Leakage Test | checklist |  |  | Tier 6: OUT202 - Oxygen Outlet
HTM02-01 B3_4 Leakage Test | checklist |  |  | Tier 6: OUT502 - Medical Vacuum Outlet
Grilles & Diffusers QA Checklist | checklist |  |  | Tier 4: 02CLD020; Tier 5: Consult; Tier 6: S05 - Holyoake CFPP 600/30 600x600 - Supply Grille
Grilles & Diffusers QA Checklist | checklist |  |  | Tier 6: T06 - Holyoake EC-125 600x600 - Extract/Transfer Grille
HTM02-01 B3_4 Leakage Test | checklist |  |  | Tier 6: OUT202 - Oxygen Outlet
HTM02-01 B3_4 Leakage Test | checklist |  |  | Tier 6: OUT502 - Medical Vacuum Outlet
Grilles & Diffusers QA Checklist | checklist |  |  | Tier 4: 02CLS006; Tier 5: Office 1P; Tier 6: T06 - Holyoake EC-125 600x600 - Extract/Transfer Grille
Grilles & Diffusers QA Checklist | checklist |  |  | Tier 6: S06 - Holyoake CFPP 450/24 600x600 - Supply Grille
| step |  |  | Tier 4: 02CLS007; Tier 5: Clinical Trials Support
Grilles & Diffusers QA Checklist | checklist |  |  | Tier 6: T05 - Holyoake EC-125 450x450 - Extract/Transfer Grille
Grilles & Diffusers QA Checklist | checklist |  |  | Tier 6: S07 - Holyoake CFPP 450/24 600x600 - Supply Grille
Grilles & Diffusers QA Checklist | checklist |  |  | Tier 4: 02CLD055; Tier 5: Audiology Control; Tier 6: R02 - Holyoake EC-125 300x300 - Return Grille
Grilles & Diffusers QA Checklist | checklist |  |  | Tier 6: S01 - Holyoake CFPP 450/24 450x450 - Supply Grille
Grilles & Diffusers QA Checklist | checklist |  |  | Tier 4: 02CLD054; Tier 5: Audiology Small; Tier 6: S04 - Holyoake CFPP 600/30 600x600 - Supply Grille
Grilles & Diffusers QA Checklist | checklist |  |  | Tier 6: R02 - Holyoake EC-125 300x300 - Return Grille
Grilles & Diffusers QA Checklist | checklist |  |  | Tier 4: 02CLD053; Tier 5: Audiology; Tier 6: S05 - Holyoake CFPP 600/30 600x600 - Supply Grille
Grilles & Diffusers QA Checklist | checklist |  |  | Tier 6: R05 - Holyoake EC-125 450x450 - Return Grille
Grilles & Diffusers QA Checklist | checklist |  |  | Tier 4: 02CLD052; Tier 5: Medication; Tier 6: S07 - Holyoake CFPP 450/24 600x600 - Supply Grille
Grilles & Diffusers QA Checklist | checklist |  |  | Tier 6: T01 - Holyoake EC-125 200x200 - Extract/Transfer Grille
Grilles & Diffusers QA Checklist | checklist |  |  | Tier 6: R06 - Holyoake EC-125 600x600 - Return Grille
Grilles & Diffusers QA Checklist | checklist |  |  | Tier 4: 02CLD050; Tier 5: Toilet - Public; Tier 6: E01 - Holyoake EC-125 200x200 - Extract/Transfer Grille
Grilles & Diffusers QA Checklist | checklist |  |  | Tier 4: 02CLD049; Tier 5: Toilet - Acccessible; Tier 6: E02 - Holyoake EC-125 300x300 - Extract/Transfer Grille
Grilles & Diffusers QA Checklist | checklist |  |  | Tier 6: T02 - Holyoake EC-125 300x300 - Extract/Transfer Grille
Grilles & Diffusers QA Checklist | checklist |  |  | Tier 4: 02CLD026; Tier 5: Consult/Treatment; Tier 6: T06 - Holyoake EC-125 600x600 - Extract/Transfer Grille
Grilles & Diffusers QA Checklist | checklist |  |  | Tier 6: S04 - Holyoake CFPP 600/30 600x600 - Supply Grille
HTM02-01 B3_4 Leakage Test | checklist |  |  | Tier 6: OUT502 - Medical Vacuum Outlet
HTM02-01 B3_4 Leakage Test | checklist |  |  | Tier 6: OUT202 - Oxygen Outlet
Grilles & Diffusers QA Checklist | checklist |  |  | Tier 4: 02CLD025; Tier 5: Consult/Treatment; Tier 6: T06 - Holyoake EC-125 600x600 - Extract/Transfer Grille
Grilles & Diffusers QA Checklist | checklist |  |  | Tier 6: S06 - Holyoake CFPP 450/24 600x600 - Supply Grille
HTM02-01 B3_4 Leakage Test | checklist |  |  | Tier 6: OUT202 - Oxygen Outlet
HTM02-01 B3_4 Leakage Test | checklist |  |  | Tier 6: OUT502 - Medical Vacuum Outlet
Grilles & Diffusers QA Checklist | checklist |  |  | Tier 4: 02CLD024; Tier 5: Consult; Tier 6: S05 - Holyoake CFPP 600/30 600x600 - Supply Grille
Grilles & Diffusers QA Checklist | checklist |  |  | Tier 6: T05 - Holyoake EC-125 450x450 - Extract/Transfer Grille
Grilles & Diffusers QA Checklist | checklist |  |  | Tier 4: 02CLD023; Tier 5: Consult; Tier 6: T05 - Holyoake EC-125 450x450 - Extract/Transfer Grille
Grilles & Diffusers QA Checklist | checklist |  |  | Tier 6: S06 - Holyoake CFPP 450/24 600x600 - Supply Grille
Grilles & Diffusers QA Checklist | checklist |  |  | Tier 4: 02CLD022; Tier 5: Consult; Tier 6: S05 - Holyoake CFPP 600/30 600x600 - Supply Grille
Grilles & Diffusers QA Checklist | checklist |  |  | Tier 6: T05 - Holyoake EC-125 450x450 - Extract/Transfer Grille
Grilles & Diffusers QA Checklist | checklist |  |  | Tier 4: 02CLD021; Tier 5: Consult; Tier 6: S07 - Holyoake CFPP 450/24 600x600 - Supply Grille
Grilles & Diffusers QA Checklist | checklist |  |  | Tier 6: S07 - Holyoake CFPP 450/24 600x600 - Supply Grille
Grilles & Diffusers QA Checklist | checklist |  |  | Tier 6: T07 - Holyoake EC-125 600x600 - Extract/Transfer Grille
| step |  |  | Tier 4: Ceiling
HTM02-01 B3_4 Leakage Test | checklist |  |  | Tier 5: O2 - Oxygen Copper
HTM02-01 B3_4 Leakage Test | checklist |  |  | Tier 5: VAC - Medical Vacuum Copper
| step |  |  | Tier 2: Zone 2
| step |  |  | Tier 3: BCA-DWD-112-ME-20251 / BCA-DWD-112-ME-30251
Grilles & Diffusers QA Checklist | checklist |  |  | Tier 4: 02TRA048; Tier 5: Corridor; Tier 6: T02 - Holyoake EC-125 300x300 - Extract/Transfer Grille
Grilles & Diffusers QA Checklist | checklist |  |  | Tier 6: T06 - Holyoake EC-125 600x600 - Extract/Transfer Grille
Grilles & Diffusers QA Checklist | checklist |  |  | Tier 4: 02TRA034; Tier 5: Stairs - Circulation; Tier 6: S07 - Holyoake CFPP 450/24 600x600 - Supply Grille
Grilles & Diffusers QA Checklist | checklist |  |  | Tier 6: T05 - Holyoake EC-125 450x450 - Extract/Transfer Grille
Grilles & Diffusers QA Checklist | checklist |  |  | Tier 6: T06 - Holyoake EC-125 600x600 - Extract/Transfer Grille
| step |  |  | Tier 2: Zone 3
| step |  |  | Tier 3: BCA-DWD-112-ME-20252 / BCA-DWD-112-ME-30252 / BCA-DWD-112-MG-20201
Grilles & Diffusers QA Checklist | checklist |  |  | Tier 4: 02CLD015; Tier 5: Waiting 30m2; Tier 6: E07 - Holyoake EC-125 600x600 - Extract/Transfer Grille
Grilles & Diffusers QA Checklist | checklist |  |  | Tier 6: S06 - Holyoake CFPP 450/24 600x600 - Supply Grille
Grilles & Diffusers QA Checklist | checklist |  |  | Tier 4: 02CLD014; Tier 5: ENT/Dental/Maxila Facial; Tier 6: S05 - Holyoake CFPP 600/30 600x600 - Supply Grille
Grilles & Diffusers QA Checklist | checklist |  |  | Tier 6: T06 - Holyoake EC-125 600x600 - Extract/Transfer Grille
HTM02-01 B3_4 Leakage Test | checklist |  |  | Tier 6: OUT202 - Oxygen Outlet
HTM02-01 B3_4 Leakage Test | checklist |  |  | Tier 6: OUT502 - Medical Vacuum Outlet
Grilles & Diffusers QA Checklist | checklist |  |  | Tier 4: 02CLD013; Tier 5: ENT/Dental/Maxila Facial; Tier 6: S05 - Holyoake CFPP 600/30 600x600 - Supply Grille
Grilles & Diffusers QA Checklist | checklist |  |  | Tier 6: T06 - Holyoake EC-125 600x600 - Extract/Transfer Grille
HTM02-01 B3_4 Leakage Test | checklist |  |  | Tier 6: OUT202 - Oxygen Outlet
HTM02-01 B3_4 Leakage Test | checklist |  |  | Tier 6: OUT502 - Medical Vacuum Outlet
Grilles & Diffusers QA Checklist | checklist |  |  | Tier 4: 02CLD012; Tier 5: ENT/Dental/Maxila Facial; Tier 6: S05 - Holyoake CFPP 600/30 600x600 - Supply Grille
Grilles & Diffusers QA Checklist | checklist |  |  | Tier 6: T06 - Holyoake EC-125 600x600 - Extract/Transfer Grille
HTM02-01 B3_4 Leakage Test | checklist |  |  | Tier 6: OUT202 - Oxygen Outlet
HTM02-01 B3_4 Leakage Test | checklist |  |  | Tier 6: OUT502 - Medical Vacuum Outlet
Grilles & Diffusers QA Checklist | checklist |  |  | Tier 4: 02CLD011; Tier 5: ENT/Dental/Maxila Facial; Tier 6: S05 - Holyoake CFPP 600/30 600x600 - Supply Grille
Grilles & Diffusers QA Checklist | checklist |  |  | Tier 6: T06 - Holyoake EC-125 600x600 - Extract/Transfer Grille
HTM02-01 B3_4 Leakage Test | checklist |  |  | Tier 6: OUT202 - Oxygen Outlet
HTM02-01 B3_4 Leakage Test | checklist |  |  | Tier 6: OUT502 - Medical Vacuum Outlet
Grilles & Diffusers QA Checklist | checklist |  |  | Tier 4: 02CLE019; Tier 5: Consult/Treatment; Tier 6: S05 - Holyoake CFPP 600/30 600x600 - Supply Grille
Grilles & Diffusers QA Checklist | checklist |  |  | Tier 6: T06 - Holyoake EC-125 600x600 - Extract/Transfer Grille
HTM02-01 B3_4 Leakage Test | checklist |  |  | Tier 6: OUT202 - Oxygen Outlet
HTM02-01 B3_4 Leakage Test | checklist |  |  | Tier 6: OUT502 - Medical Vacuum Outlet
Grilles & Diffusers QA Checklist | checklist |  |  | Tier 4: 02CLD057; Tier 5: Corridor; Tier 6: T06 - Holyoake EC-125 600x600 - Extract/Transfer Grille
Grilles & Diffusers QA Checklist | checklist |  |  | Tier 6: R06 - Holyoake EC-125 600x600 - Return Grille
Grilles & Diffusers QA Checklist | checklist |  |  | Tier 6: T06 - Holyoake EC-125 600x600 - Extract/Transfer Grille
Grilles & Diffusers QA Checklist | checklist |  |  | Tier 6: T02 - Holyoake EC-125 300x300 - Extract/Transfer Grille
Grilles & Diffusers QA Checklist | checklist |  |  | Tier 6: T06 - Holyoake EC-125 600x600 - Extract/Transfer Grille
Grilles & Diffusers QA Checklist | checklist |  |  | Tier 6: R07 - Holyoake EC-125 600x600 - Return Grille
Grilles & Diffusers QA Checklist | checklist |  |  | Tier 6: T06 - Holyoake EC-125 600x600 - Extract/Transfer Grille
Grilles & Diffusers QA Checklist | checklist |  |  | Tier 6: T02 - Holyoake EC-125 300x300 - Extract/Transfer Grille
Grilles & Diffusers QA Checklist | checklist |  |  | Tier 6: T06 - Holyoake EC-125 600x600 - Extract/Transfer Grille
Grilles & Diffusers QA Checklist | checklist |  |  | Tier 6: T05 - Holyoake EC-125 450x450 - Extract/Transfer Grille
Grilles & Diffusers QA Checklist | checklist |  |  | Tier 6: R07 - Holyoake EC-125 600x600 - Return Grille
Grilles & Diffusers QA Checklist | checklist |  |  | Tier 6: T07 - Holyoake EC-125 600x600 - Extract/Transfer Grille
Grilles & Diffusers QA Checklist | checklist |  |  | Tier 6: T06 - Holyoake EC-125 600x600 - Extract/Transfer Grille
Grilles & Diffusers QA Checklist | checklist |  |  | Tier 6: T06 - Holyoake EC-125 600x600 - Extract/Transfer Grille
Grilles & Diffusers QA Checklist | checklist |  |  | Tier 6: T06 - Holyoake EC-125 600x600 - Extract/Transfer Grille
Grilles & Diffusers QA Checklist | checklist |  |  | Tier 4: 02CLD039; Tier 5: Staff Base; Tier 6: S26 - Holyoake CFPP-R 615/30 600x600 - Supply Grille
Grilles & Diffusers QA Checklist | checklist |  |  | Tier 4: 02CLD041; Tier 5: Office - Clinical Workroom; Tier 6: S05 - Holyoake CFPP 600/30 600x600 - Supply Grille
Grilles & Diffusers QA Checklist | checklist |  |  | Tier 4: 02CLD042; Tier 5: Office - Clinical Workroom; Tier 6: S05 - Holyoake CFPP 600/30 600x600 - Supply Grille
Grilles & Diffusers QA Checklist | checklist |  |  | Tier 4: 02CLD044; Tier 5: Staff Base; Tier 6: S25 - Holyoake CFPP-R 615-30 600x600 - Supply Grille
Grilles & Diffusers QA Checklist | checklist |  |  | Tier 4: 02CLD045; Tier 5: Toilet - Patient; Tier 6: E01 - Holyoake EC-125 200x200 - Extract/Transfer Grille
Grilles & Diffusers QA Checklist | checklist |  |  | Tier 4: 02CLD046; Tier 5: Store - Equipment; Tier 6: E02 - Holyoake EC-125 300x300 - Extract/Transfer Grille
Grilles & Diffusers QA Checklist | checklist |  |  | Tier 6: T02 - Holyoake EC-125 300x300 - Extract/Transfer Grille
Grilles & Diffusers QA Checklist | checklist |  |  | Tier 4: 02CLD047; Tier 5: Consult; Tier 6: S04 - Holyoake CFPP 600/30 600x600 - Supply Grille
Grilles & Diffusers QA Checklist | checklist |  |  | Tier 6: T02 - Holyoake EC-125 300x300 - Extract/Transfer Grille
Grilles & Diffusers QA Checklist | checklist |  |  | Tier 4: 02CLD032; Tier 5: Uroflowmetry; Tier 6: S04 - Holyoake CFPP 600/30 600x600 - Supply Grille
Grilles & Diffusers QA Checklist | checklist |  |  | Tier 6: E06 - Holyoake EC-125 600x600 - Extract/Transfer Grille
Grilles & Diffusers QA Checklist | checklist |  |  | Tier 6: T02 - Holyoake EC-125 300x300 - Extract/Transfer Grille
Grilles & Diffusers QA Checklist | checklist |  |  | Tier 4: 02CLD033; Tier 5: Dirty Utility Sub; Tier 6: E02 - Holyoake EC-125 300x300 - Extract/Transfer Grille
Grilles & Diffusers QA Checklist | checklist |  |  | Tier 6: T02 - Holyoake EC-125 300x300 - Extract/Transfer Grille
Grilles & Diffusers QA Checklist | checklist |  |  | Tier 4: 02CLS003; Tier 5: E02 - Holyoake EC-125 300x300 - Extract/Transfer Grille
Grilles & Diffusers QA Checklist | checklist |  |  | Tier 4: 02CLD035; Tier 5: Dental; Tier 6: S04 - Holyoake CFPP 600/30 600x600 - Supply Grille
Grilles & Diffusers QA Checklist | checklist |  |  | Tier 6: T02 - Holyoake EC-125 300x300 - Extract/Transfer Grille
HTM02-01 B3_4 Leakage Test | checklist |  |  | Tier 6: OUT202 - Oxygen Outlet
HTM02-01 B3_4 Leakage Test | checklist |  |  | Tier 6: OUT502 - Medical Vacuum Outlet
HTM02-01 B3_4 Leakage Test | checklist |  |  | Tier 6: OUT402 - Anesthetic Gas Scavenging Outlet
HTM02-01 B3_4 Leakage Test | checklist |  |  | Tier 6: OUT691 - Dental Compressed Air Outlet
HTM02-01 B3_4 Leakage Test | checklist |  |  | Tier 6: OUT698 - Dental Vacuum Outlet
Grilles & Diffusers QA Checklist | checklist |  |  | Tier 4: 02CLD037; Tier 5: Consult; Tier 6: S04 - Holyoake CFPP 600/30 600x600 - Supply Grille
Grilles & Diffusers QA Checklist | checklist |  |  | Tier 6: T02 - Holyoake EC-125 300x300 - Extract/Transfer Grille
Grilles & Diffusers QA Checklist | checklist |  |  | Tier 4: 02CLD027; Tier 5: Consult; Tier 6: S04 - Holyoake CFPP 600/30 600x600 - Supply Grille
Grilles & Diffusers QA Checklist | checklist |  |  | Tier 6: T06 - Holyoake EC-125 600x600 - Extract/Transfer Grille
HTM02-01 B3_4 Leakage Test | checklist |  |  | Tier 6: OUT202 - Oxygen Outlet
HTM02-01 B3_4 Leakage Test | checklist |  |  | Tier 6: OUT502 - Medical Vacuum Outlet
| step |  |  | Tier 4: 02CLD028; Tier 5: Consult
Grilles & Diffusers QA Checklist | checklist |  |  | Tier 6: S04 - Holyoake CFPP 600/30 600x600 - Supply Grille
Grilles & Diffusers QA Checklist | checklist |  |  | Tier 6: T06 - Holyoake EC-125 600x600 - Extract/Transfer Grille
Grilles & Diffusers QA Checklist | checklist |  |  | Tier 4: 02CLD029; Tier 5: Consult; Tier 6: S04 - Holyoake CFPP 600/30 600x600 - Supply Grille
Grilles & Diffusers QA Checklist | checklist |  |  | Tier 6: T06 - Holyoake EC-125 600x600 - Extract/Transfer Grille
Grilles & Diffusers QA Checklist | checklist |  |  | Tier 4: 02CLD030; Tier 5: Consult; Tier 6: S04 - Holyoake CFPP 600/30 600x600 - Supply Grille
Grilles & Diffusers QA Checklist | checklist |  |  | Tier 6: T06 - Holyoake EC-125 600x600 - Extract/Transfer Grille
| step |  |  | Tier 4: Ceiling
HTM02-01 B3_4 Leakage Test | checklist |  |  | Tier 5: AGS - Anesthetic Gas Scavenging Copper
HTM02-01 B3_4 Leakage Test | checklist |  |  | Tier 5: VAC - Medical Vacuum Copper
HTM02-01 B3_4 Leakage Test | checklist |  |  | Tier 5: O2 - Oxygen Copper
| step |  |  | Tier 2: Zone 4
Grilles & Diffusers QA Checklist | checklist |  |  | Tier 3: BCA-DWD-112-MG-20201 / BCA-DWD-112-ME-20253 / BCA-DWD-112-ME-30253; Tier 4: 02PBO001; Tier 5: Toilet - Accesible; Tier 6: E02 - Holyoake EC-125 300x300 - Extract/Transfer Grille
Grilles & Diffusers QA Checklist | checklist |  |  | Tier 6: T02 - Holyoake EC-125 300x300 - Extract/Transfer Grille
FCU Template | checklist |  |  | Tier 6: 112-2A-MEP5-AHU004-FCU-002 - Temperzone IMD280Y - FCU 30 L/S OA
Grilles & Diffusers QA Checklist | checklist |  |  | Tier 4: 02PBO003; Tier 5: Toilet - Public; Tier 6: E01 - Holyoake EC-125 200x200 - Extract/Transfer Grille
Grilles & Diffusers QA Checklist | checklist |  |  | Tier 4: 02PBO002; Tier 5: Toilet - Public; Tier 6: E01 - Holyoake EC-125 200x200 - Extract/Transfer Grille
DX AC Unit Install | checklist |  |  | Tier 4: 02ENG024; Tier 5: Communications; Tier 6: 112-2A-MEP5-ACU-005 - PKFY-P100VKM-E 1840x1858x740 - Mitsubishi Electric Wall mounted Indoor unit .
Grilles & Diffusers QA Checklist | checklist |  |  | Tier 4: 02TRA047; Tier 5: Corridor; Tier 6: T06 - Holyoake EC-125 600x600 - Extract/Transfer Grille
Grilles & Diffusers QA Checklist | checklist |  |  | Tier 6: S04 - Holyoake CFPP 600/30 600x600 - Supply Grille
Grilles & Diffusers QA Checklist | checklist |  |  | Tier 6: S04 - Holyoake CFPP 600/30 600x600 - Supply Grille
Grilles & Diffusers QA Checklist | checklist |  |  | Tier 6: S04 - Holyoake CFPP 600/30 600x600 - Supply Grille
Grilles & Diffusers QA Checklist | checklist |  |  | Tier 4: 02CLD006; Tier 5: Reception/Clerical; Tier 6: S25 - Holyoake CFPP-R 615-30 600x600 - Supply Grille
Grilles & Diffusers QA Checklist | checklist |  |  | Tier 6: E02 - Holyoake EC-125 300x300 - Extract/Transfer Grille
Grilles & Diffusers QA Checklist | checklist |  |  | Tier 4: 02CLD058; Tier 5: Waiting - Sub; Tier 6: R05 - Holyoake EC-125 450x450 - Return Grille
FCU Template | checklist |  |  | Tier 6: 112-2A-MEP5-AHU004-FCU-003 - Temperzone IMD210Y - 175 L/S OA
| step |  |  | Tier 4: Ceiling
HTM02-01 B3_4 Leakage Test | checklist |  |  | Tier 5: MA - Medical Air Copper
HTM02-01 B3_4 Leakage Test | checklist |  |  | Tier 5: AGS - Anesthetic Gas Scavenging Copper
HTM02-01 B3_4 Leakage Test | checklist |  |  | Tier 5: VAC - Medical Vacuum Copper
HTM02-01 B3_4 Leakage Test | checklist |  |  | Tier 5: O2 - Oxygen Copper
HTM02-01 B3_4 Leakage Test | checklist |  |  | Tier 5: CANon Patient Compressed Air Copper
| step |  |  | Tier 2: Zone 5
Grilles & Diffusers QA Checklist | checklist |  |  | Tier 3: BCA-DWD-112-MG-20202 / BCA-DWD-112-ME-20254 / BCA-DWD-112-ME-30254; Tier 4: 02CLE018; Tier 5: Consult/Treatment; Tier 6: S05 - Holyoake CFPP 600/30 600x600 - Supply Grille
HTM02-01 B3_4 Leakage Test | checklist |  |  | Tier 6: OUT202 - Oxygen Outlet
HTM02-01 B3_4 Leakage Test | checklist |  |  | Tier 6: OUT502 - Medical Vacuum Outlet
| step |  |  | Tier 3: BCA-DWD-112-MG-20201
Grilles & Diffusers QA Checklist | checklist |  |  | Tier 4: 02CLE017; Tier 5: Consult; Tier 6: S05 - Holyoake CFPP 600/30 600x600 - Supply Grille
Grilles & Diffusers QA Checklist | checklist |  |  | Tier 6: T06 - Holyoake EC-125 600x600 - Extract/Transfer Grille
Grilles & Diffusers QA Checklist | checklist |  |  | Tier 4: 02CLE015; Tier 5: Waiting 20m2; Tier 6: S06 - Holyoake CFPP 600/30 600x600 - Supply Grille
Grilles & Diffusers QA Checklist | checklist |  |  | Tier 6: E06 - Holyoake EC-125 600x600 - Extract/Transfer Grille
Grilles & Diffusers QA Checklist | checklist |  |  | Tier 4: 02CLE020; Tier 5: Toilet - Staff; Tier 6: E01 - Holyoake EC-125 200x200 - Extract/Transfer Grille
Grilles & Diffusers QA Checklist | checklist |  |  | Tier 4: 02CLE059; Tier 5: Corridor; Tier 6: T06 - Holyoake EC-125 600x600 - Extract/Transfer Grille
Grilles & Diffusers QA Checklist | checklist |  |  | Tier 6: T06 - Holyoake EC-125 600x600 - Extract/Transfer Grille
Grilles & Diffusers QA Checklist | checklist |  |  | Tier 6: T06 - Holyoake EC-125 600x600 - Extract/Transfer Grille
Grilles & Diffusers QA Checklist | checklist |  |  | Tier 6: R07 - Holyoake EC-125 600x600 - Return Grille
Grilles & Diffusers QA Checklist | checklist |  |  | Tier 6: T06 - Holyoake EC-125 600x600 - Extract/Transfer Grille
Grilles & Diffusers QA Checklist | checklist |  |  | Tier 6: T06 - Holyoake EC-125 600x600 - Extract/Transfer Grille
Grilles & Diffusers QA Checklist | checklist |  |  | Tier 6: R07 - Holyoake EC-125 600x600 - Return Grille
Grilles & Diffusers QA Checklist | checklist |  |  | Tier 6: T06 - Holyoake EC-125 600x600 - Extract/Transfer Grille
Grilles & Diffusers QA Checklist | checklist |  |  | Tier 6: T06 - Holyoake EC-125 600x600 - Extract/Transfer Grille
Grilles & Diffusers QA Checklist | checklist |  |  | Tier 6: T07 - Holyoake EC-125 600x600 - Extract/Transfer Grille
Grilles & Diffusers QA Checklist | checklist |  |  | Tier 6: R07 - Holyoake EC-125 600x600 - Return Grille
Grilles & Diffusers QA Checklist | checklist |  |  | Tier 6: T07 - Holyoake EC-125 600x600 - Extract/Transfer Grille
Grilles & Diffusers QA Checklist | checklist |  |  | Tier 4: 01CLE014; Tier 5: Consult; Tier 6: S05 - Holyoake CFPP 600/30 600x600 - Supply Grille
Grilles & Diffusers QA Checklist | checklist |  |  | Tier 6: T06 - Holyoake EC-125 600x600 - Extract/Transfer Grille
Grilles & Diffusers QA Checklist | checklist |  |  | Tier 4: 02CLE013; Tier 5: Consult; Tier 6: S05 - Holyoake CFPP 600/30 600x600 - Supply Grille
Grilles & Diffusers QA Checklist | checklist |  |  | Tier 6: T06 - Holyoake EC-125 600x600 - Extract/Transfer Grille
Grilles & Diffusers QA Checklist | checklist |  |  | Tier 4: 02CLE050; Tier 5: Ophthalmology Testing/Treatment; Tier 6: S04 - Holyoake CFPP 600/30 600x600 - Supply Grille
Grilles & Diffusers QA Checklist | checklist |  |  | Tier 6: T02 - Holyoake EC-125 300x300 - Extract/Transfer Grille
Grilles & Diffusers QA Checklist | checklist |  |  | Tier 4: 02CLE051; Tier 5: Medication; Tier 6: R06 - Holyoake EC-125 600x600 - Return Grille
Grilles & Diffusers QA Checklist | checklist |  |  | Tier 6: S07 - Holyoake CFPP 450/24 600x600 - Supply Grille
Grilles & Diffusers QA Checklist | checklist |  |  | Tier 4: 02CLE046; Tier 5: Ophthamology Testing/Treatment; Tier 6: S04 - Holyoake CFPP 600/30 600x600 - Supply Grille
Grilles & Diffusers QA Checklist | checklist |  |  | Tier 6: T02 - Holyoake EC-125 300x300 - Extract/Transfer Grille
Grilles & Diffusers QA Checklist | checklist |  |  | Tier 4: 02CLE045; Tier 5: Ophthamology Testing/Treatment; Tier 6: S04 - Holyoake CFPP 600/30 600x600 - Supply Grille
Grilles & Diffusers QA Checklist | checklist |  |  | Tier 6: T02 - Holyoake EC-125 300x300 - Extract/Transfer Grille
Grilles & Diffusers QA Checklist | checklist |  |  | Tier 4: 02CLE044; Tier 5: Ophthamology Testing/Treatment; Tier 6: S04 - Holyoake CFPP 600/30 600x600 - Supply Grille
Grilles & Diffusers QA Checklist | checklist |  |  | Tier 6: T02 - Holyoake EC-125 300x300 - Extract/Transfer Grille
Grilles & Diffusers QA Checklist | checklist |  |  | Tier 4: 02CLE043; Tier 5: Ophthamology Testing/Treatment; Tier 6: S04 - Holyoake CFPP 600/30 600x600 - Supply Grille
Grilles & Diffusers QA Checklist | checklist |  |  | Tier 6: T02 - Holyoake EC-125 300x300 - Extract/Transfer Grille
Grilles & Diffusers QA Checklist | checklist |  |  | Tier 4: 02CLE042; Tier 5: Ophthamology Testing/Treatment; Tier 6: S04 - Holyoake CFPP 600/30 600x600 - Supply Grille
Grilles & Diffusers QA Checklist | checklist |  |  | Tier 6: T02 - Holyoake EC-125 300x300 - Extract/Transfer Grille
Grilles & Diffusers QA Checklist | checklist |  |  | Tier 4: 02CLE053; Tier 5: Store - Equipment; Tier 6: E02 - Holyoake EC-125 300x300 - Extract/Transfer Grille
Grilles & Diffusers QA Checklist | checklist |  |  | Tier 4: 02CLE055; Tier 5: Staff Base; Tier 6: S26 - Holyoake CFPP-R 615/30 600x600 - Supply Grille
Grilles & Diffusers QA Checklist | checklist |  |  | Tier 4: 02CLE041; Tier 5: Vision Alley; Tier 6: R02 - Holyoake EC-125 300x300 - Return Grille
Grilles & Diffusers QA Checklist | checklist |  |  | Tier 4: O2CLE040; Tier 5: Vision Alley; Tier 6: R02 - Holyoake EC-125 300x300 - Return Grille
Grilles & Diffusers QA Checklist | checklist |  |  | Tier 4: 02CLE039; Tier 5: Vision Alley; Tier 6: R02 - Holyoake EC-125 300x300 - Return Grille
Grilles & Diffusers QA Checklist | checklist |  |  | Tier 4: 02CLE031; Tier 5: Consult; Tier 6: S04 - Holyoake CFPP 600/30 600x600 - Supply Grille
Grilles & Diffusers QA Checklist | checklist |  |  | Tier 6: T06 - Holyoake EC-125 600x600 - Extract/Transfer Grille
Grilles & Diffusers QA Checklist | checklist |  |  | Tier 4: 02CLE030; Tier 5: Consult; Tier 6: S04 - Holyoake CFPP 600/30 600x600 - Supply Grille
Grilles & Diffusers QA Checklist | checklist |  |  | Tier 6: T02 - Holyoake EC-125 300x300 - Extract/Transfer Grille
Grilles & Diffusers QA Checklist | checklist |  |  | Tier 4: 02CLE029; Tier 5: Consult; Tier 6: S04 - Holyoake CFPP 600/30 600x600 - Supply Grille
Grilles & Diffusers QA Checklist | checklist |  |  | Tier 6: T06 - Holyoake EC-125 300x300 - Extract/Transfer Grille
Grilles & Diffusers QA Checklist | checklist |  |  | Tier 4: 02CLE028; Tier 5: Consult; Tier 6: S04 - Holyoake CFPP 600/30 600x600 - Supply Grille
Grilles & Diffusers QA Checklist | checklist |  |  | Tier 6: T06 - Holyoake EC-125 300x300 - Extract/Transfer Grille
Grilles & Diffusers QA Checklist | checklist |  |  | Tier 4: 02CLE026; Tier 5: Office - Clinical Workroom; Tier 6: S06 - Holyoake CFPP 600/30 600x600 - Supply Grille
Grilles & Diffusers QA Checklist | checklist |  |  | Tier 6: T06 - Holyoake EC-125 600x600 - Extract/Transfer Grille
Grilles & Diffusers QA Checklist | checklist |  |  | Tier 4: 02CLE022; Tier 5: Staff Base; Tier 6: S26 - Holyoake CFPP-R 615/30 600x600 - Supply Grille
Grilles & Diffusers QA Checklist | checklist |  |  | Tier 4: 02CLE021; Tier 5: Toilet - Public; Tier 6: E01 - Holyoake EC-125 200x200 - Extract/Transfer Grille
Grilles & Diffusers QA Checklist | checklist |  |  | Tier 4: 02CLS001; Tier 5: Store - Consumables; Tier 6: S04 - Holyoake CFPP 600/30 600x600 - Supply Grille
Grilles & Diffusers QA Checklist | checklist |  |  | Tier 6: T02 - Holyoake EC-125 300x300 - Extract/Transfer Grille
Grilles & Diffusers QA Checklist | checklist |  |  | Tier 4: 02CLD010; Tier 5: Consult; Tier 6: S04 - Holyoake CFPP 600/30 600x600 - Supply Grille
Grilles & Diffusers QA Checklist | checklist |  |  | Tier 6: T02 - Holyoake EC-125 300x300 - Extract/Transfer Grille
Grilles & Diffusers QA Checklist | checklist |  |  | Tier 4: 02CLD009; Tier 5: Consult; Tier 6: S04 - Holyoake CFPP 600/30 600x600 - Supply Grille
Grilles & Diffusers QA Checklist | checklist |  |  | Tier 6: T02 - Holyoake EC-125 300x300 - Extract/Transfer Grille
| step |  |  | Tier 4: Ceiling
HTM02-01 B3_4 Leakage Test | checklist |  |  | Tier 5: VAC - Medical Vacuum Copper
HTM02-01 B3_4 Leakage Test | checklist |  |  | Tier 5: O2 - Oxygen Copper
HTM02-01 B3_4 Leakage Test | checklist |  |  | Tier 5: DVAC - Dental Vacuum PET/PVC
| step |  |  | Tier 2: Zone 6
| step |  |  | Tier 3: BCA-DWD-112-MG-20202 / BCA-DWD-112-MG-20201 / BCA-DWD-112-ME-20255 / BCA-DWD-112-ME-30255
Grilles & Diffusers QA Checklist | checklist |  |  | Tier 4: 02CLD008; Tier 5: Meeting 12m2; Tier 6: S06 - Holyoake CFPP 600/30 600x600 - Supply Grille
Grilles & Diffusers QA Checklist | checklist |  |  | Tier 6: T06 - Holyoake EC-125 600x600 - Extract/Transfer Grille
Grilles & Diffusers QA Checklist | checklist |  |  | Tier 4: 02CLD032; Tier 5: Consult; Tier 6: S05 - Holyoake CFPP 600/30 600x600 - Supply Grille
Grilles & Diffusers QA Checklist | checklist |  |  | Tier 6: T06 - Holyoake EC-125 600x600 - Extract/Transfer Grille
Grilles & Diffusers QA Checklist | checklist |  |  | Tier 4: 02CLE033; Tier 5: Meeting 12m2; Tier 6: S05 - Holyoake CFPP 600/30 600x600 - Supply Grille
Grilles & Diffusers QA Checklist | checklist |  |  | Tier 6: T06 - Holyoake EC-125 600x600 - Extract/Transfer Grille
Grilles & Diffusers QA Checklist | checklist |  |  | Tier 4: 02TRA003; Tier 5: Corridor - Public; Tier 6: T06 - Holyoake EC-125 600x600 - Extract/Transfer Grille
Grilles & Diffusers QA Checklist | checklist |  |  | Tier 6: S04 - Holyoake CFPP 600/30 600x600 - Supply Grille
Grilles & Diffusers QA Checklist | checklist |  |  | Tier 6: S04 - Holyoake CFPP 600/30 600x600 - Supply Grille
Grilles & Diffusers QA Checklist | checklist |  |  | Tier 6: T02 - Holyoake EC-125 300x300 - Extract/Transfer Grille
Grilles & Diffusers QA Checklist | checklist |  |  | Tier 4: 02CLE037; Tier 5: Reception - Clerical; Tier 6: T02 - Holyoake EC-125 300x300 - Extract/Transfer Grille
Grilles & Diffusers QA Checklist | checklist |  |  | Tier 6: E02 - Holyoake EC-125 300x300 - Extract/Transfer Grille
Grilles & Diffusers QA Checklist | checklist |  |  | Tier 6: S25 - Holyoake CFPP-R 615-30 600x600 - Supply Grille
HTM02-01 B3_4 Leakage Test | checklist |  |  | Tier 6: 112-2B-CLE-AVSU-02 - Beacon Meades or Equal and Approved - Area Valve Service Unit
Grilles & Diffusers QA Checklist | checklist |  |  | Tier 4: 02CLE061; Tier 5: Waiting 30m2; Tier 6: S04 - Holyoake CFPP 600/30 600x600 - Supply Grille
Grilles & Diffusers QA Checklist | checklist |  |  | Tier 6: E02 - Holyoake EC-125 300x300 - Extract/Transfer Grille
Grilles & Diffusers QA Checklist | checklist |  |  | Tier 4: 02CLE036; Tier 5: Waiting 10m2; Tier 6: S06 - Holyoake CFPP 600/30 600x600 - Supply Grille
Grilles & Diffusers QA Checklist | checklist |  |  | Tier 6: S07 - Holyoake CFPP 450/24 600x600 - Supply Grille
Grilles & Diffusers QA Checklist | checklist |  |  | Tier 6: E08 - Holyoake EC-125 600x600 - Extract/Transfer Grille
Grilles & Diffusers QA Checklist | checklist |  |  | Tier 4: 02WCO024; Tier 5: Parenting; Tier 6: E01 - Holyoake EC-125 200x200 - Extract/Transfer Grille
Grilles & Diffusers QA Checklist | checklist |  |  | Tier 4: 02CLE056; Tier 5: Toilet - Public; Tier 6: E01 - Holyoake EC-125 200x200 - Extract/Transfer Grille
Grilles & Diffusers QA Checklist | checklist |  |  | Tier 6: T02 - Holyoake EC-125 300x300 - Extract/Transfer Grille
Grilles & Diffusers QA Checklist | checklist |  |  | Tier 4: 02WCO027; Tier 5: Meeting 30m2; Tier 6: R06 - Holyoake EC-125 600x600 - Return Grille
Grilles & Diffusers QA Checklist | checklist |  |  | Tier 6: S06 - Holyoake CFPP 600/30 600x600 - Supply Grille
Grilles & Diffusers QA Checklist | checklist |  |  | Tier 6: S06 - Holyoake CFPP 600/30 600x600 - Supply Grille
Grilles & Diffusers QA Checklist | checklist |  |  | Tier 6: R06 - Holyoake EC-125 600x600 - Return Grille
FCU Template | checklist |  |  | Tier 6: 112-2A-MEP5-AHU004-FCU-005 - Temperzone IMDL130Y - FCU 100L/S OA
Grilles & Diffusers QA Checklist | checklist |  |  | Tier 4: 02CLD005; Tier 5: Waiting 30m2; Tier 6: R06 - Holyoake EC-125 600x600 - Return Grille
Grilles & Diffusers QA Checklist | checklist |  |  | Tier 6: S06 - Holyoake CFPP 600/30 600x600 - Supply Grille
Grilles & Diffusers QA Checklist | checklist |  |  | Tier 6: E02 - Holyoake EC-125 300x300 - Extract/Transfer Grille
Grilles & Diffusers QA Checklist | checklist |  |  | Tier 6: S06 - Holyoake CFPP 600/30 600x600 - Supply Grille
FCU Template | checklist |  |  | Tier 6: 112-2A-MEP5-AHU004-FCU-004 - Temperzone IMD95Y - FCU 65 L/S OA
| step |  |  | Tier 4: Ceiling
HTM02-01 B3_4 Leakage Test | checklist |  |  | Tier 5: AGS - Anesthetic Gas Scavenging Copper
HTM02-01 B3_4 Leakage Test | checklist |  |  | Tier 5: VAC - Medical Vacuum Copper
HTM02-01 B3_4 Leakage Test | checklist |  |  | Tier 5: O2 - Oxygen Copper
HTM02-01 B3_4 Leakage Test | checklist |  |  | Tier 5: CANon Patient Compressed Air Copper
HTM02-01 B3_4 Leakage Test | checklist |  |  | Tier 5: DVAC - Dental Vacuum PET/PVC
| step |  |  | Tier 2: Zone 7
| step |  |  | Tier 3: BCA-DWD-112-MG-20202 / BCA-DWD-112-ME-20256 / BCA-DWD-112-ME-30256
Grilles & Diffusers QA Checklist | checklist |  |  | Tier 4: 02CLE012; Tier 5: Consult/Treatment; Tier 6: S05 - Holyoake CFPP 600/30 600x600 - Supply Grille
Grilles & Diffusers QA Checklist | checklist |  |  | Tier 6: T06 - Holyoake EC-125 600x600 - Extract/Transfer Grille
HTM02-01 B3_4 Leakage Test | checklist |  |  | Tier 6: OUT202 - Oxygen Outlet
HTM02-01 B3_4 Leakage Test | checklist |  |  | Tier 6: OUT502 - Medical Vacuum Outlet
Grilles & Diffusers QA Checklist | checklist |  |  | Tier 4: 02CLE011; Tier 5: Consult; Tier 6: S05 - Holyoake CFPP 600/30 600x600 - Supply Grille
Grilles & Diffusers QA Checklist | checklist |  |  | Tier 6: T06 - Holyoake EC-125 600x600 - Extract/Transfer Grille
HTM02-01 B3_4 Leakage Test | checklist |  |  | Tier 6: OUT202 - Oxygen Outlet
HTM02-01 B3_4 Leakage Test | checklist |  |  | Tier 6: OUT502 - Medical Vacuum Outlet
Grilles & Diffusers QA Checklist | checklist |  |  | Tier 4: 02MPL027; Tier 5: Meeting 20m2; Tier 6: S05 - Holyoake CFPP 600/30 600x600 - Supply Grille
Grilles & Diffusers QA Checklist | checklist |  |  | Tier 6: T06 - Holyoake EC-125 600x600 - Extract/Transfer Grille
Grilles & Diffusers QA Checklist | checklist |  |  | Tier 4: 02MPL026; Tier 5: Workstation; Tier 6: S06 - Holyoake CFPP 600/30 600x600 - Supply Grille
Grilles & Diffusers QA Checklist | checklist |  |  | Tier 6: T06 - Holyoake EC-125 600x600 - Extract/Transfer Grille
Grilles & Diffusers QA Checklist | checklist |  |  | Tier 4: 02MPL025; Tier 5: Report; Tier 6: S06 - Holyoake CFPP 600/30 600x600 - Supply Grille
Grilles & Diffusers QA Checklist | checklist |  |  | Tier 6: T06 - Holyoake EC-125 600x600 - Extract/Transfer Grille
Grilles & Diffusers QA Checklist | checklist |  |  | Tier 4: 02MPL039; Tier 5: Corridor; Tier 6: T06 - Holyoake EC-125 600x600 - Extract/Transfer Grille
Grilles & Diffusers QA Checklist | checklist |  |  | Tier 6: T06 - Holyoake EC-125 600x600 - Extract/Transfer Grille
Grilles & Diffusers QA Checklist | checklist |  |  | Tier 6: E02 - Holyoake EC-125 300x300 - Extract/Transfer Grille
Grilles & Diffusers QA Checklist | checklist |  |  | Tier 6: T06 - Holyoake EC-125 600x600 - Extract/Transfer Grille
Grilles & Diffusers QA Checklist | checklist |  |  | Tier 6: T02 - Holyoake EC-125 300x300 - Extract/Transfer Grille
Grilles & Diffusers QA Checklist | checklist |  |  | Tier 6: R06 - Holyoake EC-125 600x600 - Return Grille
Grilles & Diffusers QA Checklist | checklist |  |  | Tier 6: T07 - Holyoake EC-125 600x600 - Extract/Transfer Grille
Grilles & Diffusers QA Checklist | checklist |  |  | Tier 6: T06 - Holyoake EC-125 600x600 - Extract/Transfer Grille
FCU Template | checklist |  |  | Tier 6: 112-2A-MPL-AHU020-FCU-007 - Temperzone IMD95Y - FCU 30 L/S OA
Grilles & Diffusers QA Checklist | checklist |  |  | Tier 6: T02 - Holyoake EC-125 300x300 - Extract/Transfer Grille
Grilles & Diffusers QA Checklist | checklist |  |  | Tier 6: R05 - Holyoake EC-125 450x450 - Return Grille
Grilles & Diffusers QA Checklist | checklist |  |  | Tier 6: T06 - Holyoake EC-125 600x600 - Extract/Transfer Grille
FCU Template | checklist |  |  | Tier 6: 112-2A-CLE-AHU009-FCU-006 - Temperzone IMD95Y - FCU 30 L/S OA
Grilles & Diffusers QA Checklist | checklist |  |  | Tier 6: T06 - Holyoake EC-125 600x600 - Extract/Transfer Grille
Grilles & Diffusers QA Checklist | checklist |  |  | Tier 6: T06 - Holyoake EC-125 600x600 - Extract/Transfer Grille
Grilles & Diffusers QA Checklist | checklist |  |  | Tier 6: R07 - Holyoake EC-125 600x600 - Return Grille
Grilles & Diffusers QA Checklist | checklist |  |  | Tier 6: T06 - Holyoake EC-125 600x600 - Extract/Transfer Grille
Grilles & Diffusers QA Checklist | checklist |  |  | Tier 4: 02MPL022; Tier 5: Toilet - Staff; Tier 6: E01 - Holyoake EC-125 200x200 - Extract/Transfer Grille
Grilles & Diffusers QA Checklist | checklist |  |  | Tier 4: 02MPL021; Tier 5: Toilet/Shower - Patient; Tier 6: E02 - Holyoake EC-125 300x300 - Extract/Transfer Grille
Grilles & Diffusers QA Checklist | checklist |  |  | Tier 6: T02 - Holyoake EC-125 300x300 - Extract/Transfer Grille
Grilles & Diffusers QA Checklist | checklist |  |  | Tier 4: 02MPL020; Tier 5: Office - Clinical Workroom; Tier 6: S05 - Holyoake CFPP 600/30 600x600 - Supply Grille
Grilles & Diffusers QA Checklist | checklist |  |  | Tier 6: T06 - Holyoake EC-125 600x600 - Extract/Transfer Grille
Grilles & Diffusers QA Checklist | checklist |  |  | Tier 4: 02MPL016; Tier 5: Excersise Test Room; Tier 6: S05 - Holyoake CFPP 600/30 600x600 - Supply Grille
Grilles & Diffusers QA Checklist | checklist |  |  | Tier 6: R06 - Holyoake EC-125 600x600 - Return Grille
HTM02-01 B3_4 Leakage Test | checklist |  |  | Tier 6: OUT202 - Oxygen Outlet
HTM02-01 B3_4 Leakage Test | checklist |  |  | Tier 6: OUT502 - Medical Vacuum Outlet
Grilles & Diffusers QA Checklist | checklist |  |  | Tier 4: 02MPL011; Tier 5: EEG; Tier 6: S06 - Holyoake CFPP 600/30 600x600 - Supply Grille
Grilles & Diffusers QA Checklist | checklist |  |  | Tier 6: R06 - Holyoake EC-125 600x600 - Return Grille
Grilles & Diffusers QA Checklist | checklist |  |  | Tier 4: 02MPL033; Tier 5: EMG/Vestibular/Autonomic/Evoked Potential; Tier 6: S06 - Holyoake CFPP 600/30 600x600 - Supply Grille
Grilles & Diffusers QA Checklist | checklist |  |  | Tier 6: R05 - Holyoake EC-125 450x450 - Return Grille
Grilles & Diffusers QA Checklist | checklist |  |  | Tier 4: 02MPL032; Tier 5: Patient Bay - Holding 6m2; Tier 6: S05 - Holyoake CFPP 600/30 600x600 - Supply Grille
HTM02-01 B3_4 Leakage Test | checklist |  |  | Tier 6: OUT202 - Oxygen Outlet
HTM02-01 B3_4 Leakage Test | checklist |  |  | Tier 6: OUT502 - Medical Vacuum Outlet
Grilles & Diffusers QA Checklist | checklist |  |  | Tier 4: 02MPL031; Tier 5: Clean Utility - Medication; Tier 6: S07 - Holyoake CFPP 450/24 600x600 - Supply Grille
Grilles & Diffusers QA Checklist | checklist |  |  | Tier 6: R06 - Holyoake EC-125 600x600 - Return Grille
Grilles & Diffusers QA Checklist | checklist |  |  | Tier 4: 02MPL030; Tier 5: Clean Up; Tier 6: E02 - Holyoake EC-125 300x300 - Extract/Transfer Grille
Grilles & Diffusers QA Checklist | checklist |  |  | Tier 4: 02CLS011; Tier 5: Cleaner; Tier 6: E02 - Holyoake EC-125 300x300 - Extract/Transfer Grille
Grilles & Diffusers QA Checklist | checklist |  |  | Tier 4: 02CLE009; Tier 5: Dirty Utility - Sub; Tier 6: T02 - Holyoake EC-125 300x300 - Extract/Transfer Grille
Grilles & Diffusers QA Checklist | checklist |  |  | Tier 6: E02 - Holyoake EC-125 300x300 - Extract/Transfer Grille
Grilles & Diffusers QA Checklist | checklist |  |  | Tier 4: 02CLS010; Tier 5: Store - Consumables; Tier 6: S01 - Holyoake CFPP 450/24 450x450 - Supply Grille
Grilles & Diffusers QA Checklist | checklist |  |  | Tier 6: T02 - Holyoake EC-125 300x300 - Extract/Transfer Grille
Grilles & Diffusers QA Checklist | checklist |  |  | Tier 4: 02CLE008; Tier 5: Consult; Tier 6: S04 - Holyoake CFPP 600/30 600x600 - Supply Grille
Grilles & Diffusers QA Checklist | checklist |  |  | Tier 6: T06 - Holyoake EC-125 600x600 - Extract/Transfer Grille
Grilles & Diffusers QA Checklist | checklist |  |  | Tier 4: 02CLE007; Tier 5: Consult; Tier 6: S04 - Holyoake CFPP 600/30 600x600 - Supply Grille
Grilles & Diffusers QA Checklist | checklist |  |  | Tier 6: T06 - Holyoake EC-125 600x600 - Extract/Transfer Grille
Grilles & Diffusers QA Checklist | checklist |  |  | Tier 4: 02CLE006; Tier 5: Consult; Tier 6: S04 - Holyoake CFPP 600/30 600x600 - Supply Grille
Grilles & Diffusers QA Checklist | checklist |  |  | Tier 6: T06 - Holyoake EC-125 600x600 - Extract/Transfer Grille
Grilles & Diffusers QA Checklist | checklist |  |  | Tier 4: 02CLE005; Tier 5: Consult; Tier 6: S04 - Holyoake CFPP 600/30 600x600 - Supply Grille
Grilles & Diffusers QA Checklist | checklist |  |  | Tier 6: T06 - Holyoake EC-125 600x600 - Extract/Transfer Grille
Grilles & Diffusers QA Checklist | checklist |  |  | Tier 4: 02CLE004; Tier 5: Office - Clinical Workroom; Tier 6: T06 - Holyoake EC-125 600x600 - Extract/Transfer Grille
Grilles & Diffusers QA Checklist | checklist |  |  | Tier 6: S06 - Holyoake CFPP 600/30 600x600 - Supply Grille
| step |  |  | Tier 4: Ceiling
HTM02-01 B3_4 Leakage Test | checklist |  |  | Tier 5: O2 - Oxygen Copper
HTM02-01 B3_4 Leakage Test | checklist |  |  | Tier 5: VAC - Medical Vacuum Copper
HTM02-01 B3_4 Leakage Test | checklist |  |  | Tier 5: CANon Patient Compressed Air Copper
| step |  |  | Tier 2: Zone 8
| step |  |  | Tier 3: BCA-DWD-112-MG-20202 / BCA-DWD-112-ME-20257 / BCA-DWD-112-ME-30257
Grilles & Diffusers QA Checklist | checklist |  |  | Tier 4: 02TRA003; Tier 5: Corridor; Tier 6: R07 - Holyoake EC-125 600x600 - Return Grille
Grilles & Diffusers QA Checklist | checklist |  |  | Tier 6: T02 - Holyoake EC-125 300x300 - Extract/Transfer Grille
Grilles & Diffusers QA Checklist | checklist |  |  | Tier 6: S05 - Holyoake CFPP 600/30 600x600 - Supply Grille
Grilles & Diffusers QA Checklist | checklist |  |  | Tier 6: T06 - Holyoake EC-125 600x600 - Extract/Transfer Grille
Grilles & Diffusers QA Checklist | checklist |  |  | Tier 6: R05 - Holyoake EC-125 450x450 - Return Grille
Grilles & Diffusers QA Checklist | checklist |  |  | Tier 4: 02CLE003; Tier 5: Consult - Class N; Tier 6: S05 - Holyoake CFPP 600/30 600x600 - Supply Grille
Grilles & Diffusers QA Checklist | checklist |  |  | Tier 6: E09 - Holyoake RL-23 400x400 - Extract Grille
HTM02-01 B3_4 Leakage Test | checklist |  |  | Tier 6: OUT202 - Oxygen Outlet
HTM02-01 B3_4 Leakage Test | checklist |  |  | Tier 6: OUT502 - Medical Vacuum Outlet
Grilles & Diffusers QA Checklist | checklist |  |  | Tier 4: 02WCO023; Tier 5: Toilet/Shower Accessible; Tier 6: T02 - Holyoake EC-125 300x300 - Extract/Transfer Grille
Grilles & Diffusers QA Checklist | checklist |  |  | Tier 6: E02 - Holyoake EC-125 300x300 - Extract/Transfer Grille
Grilles & Diffusers QA Checklist | checklist |  |  | Tier 4: 02MPL035; Tier 5: Waiting 10m2; Tier 6: E06 - Holyoake EC-125 600x600 - Extract/Transfer Grille
Grilles & Diffusers QA Checklist | checklist |  |  | Tier 4: 02MPL034; Tier 5: Interview; Tier 6: S02 - Holyoake CFPP 450/24 450x450 - Supply Grille
Grilles & Diffusers QA Checklist | checklist |  |  | Tier 6: T02 - Holyoake EC-125 300x300 - Extract/Transfer Grille
Grilles & Diffusers QA Checklist | checklist |  |  | Tier 4: 02MPL002; Tier 5: Staff Station; Tier 6: S26 - Holyoake CFPP-R 615/30 600x600 - Supply Grille
Grilles & Diffusers QA Checklist | checklist |  |  | Tier 6: E02 - Holyoake EC-125 300x300 - Extract/Transfer Grille
Grilles & Diffusers QA Checklist | checklist |  |  | Tier 6: T02 - Holyoake EC-125 300x300 - Extract/Transfer Grille
Grilles & Diffusers QA Checklist | checklist |  |  | Tier 4: 02MPL004; Tier 5: Toilet - Patient; Tier 6: E02 - Holyoake EC-125 300x300 - Extract/Transfer Grille
Grilles & Diffusers QA Checklist | checklist |  |  | Tier 6: T02 - Holyoake EC-125 300x300 - Extract/Transfer Grille
Grilles & Diffusers QA Checklist | checklist |  |  | Tier 4: 02WCO016; Tier 5: Workstations - Allocated/Non Allocated; Tier 6: S07 - Holyoake CFPP 450/24 600x600 - Supply Grille
Grilles & Diffusers QA Checklist | checklist |  |  | Tier 6: S07 - Holyoake CFPP 450/24 600x600 - Supply Grille
Grilles & Diffusers QA Checklist | checklist |  |  | Tier 4: 02WCO022; Tier 5: Corridor; Tier 6: T02 - Holyoake EC-125 300x300 - Extract/Transfer Grille
Grilles & Diffusers QA Checklist | checklist |  |  | Tier 6: T02 - Holyoake EC-125 300x300 - Extract/Transfer Grille
Grilles & Diffusers QA Checklist | checklist |  |  | Tier 6: R07 - Holyoake EC-125 600x600 - Return Grille
Grilles & Diffusers QA Checklist | checklist |  |  | Tier 6: T02 - Holyoake EC-125 300x300 - Extract/Transfer Grille
Grilles & Diffusers QA Checklist | checklist |  |  | Tier 6: R07 - Holyoake EC-125 600x600 - Return Grille
Grilles & Diffusers QA Checklist | checklist |  |  | Tier 6: S06 - Holyoake CFPP 600/30 600x600 - Supply Grille
Grilles & Diffusers QA Checklist | checklist |  |  | Tier 4: 02WCO008; Tier 5: Booth - Quiet; Tier 6: S02 - Holyoake CFPP 450/24 450x450 - Supply Grille
Grilles & Diffusers QA Checklist | checklist |  |  | Tier 6: E02 - Holyoake EC-125 300x300 - Extract/Transfer Grille
Grilles & Diffusers QA Checklist | checklist |  |  | Tier 4: 02WCO006; Tier 5: Seating - Informal; Tier 6: R07 - Holyoake EC-125 600x600 - Return Grille
Grilles & Diffusers QA Checklist | checklist |  |  | Tier 4: 02WCO007; Tier 5: Booth - Open; Tier 6: S05 - Holyoake CFPP 600/30 600x600 - Supply Grille
Grilles & Diffusers QA Checklist | checklist |  |  | Tier 4: 02WCO003; Tier 5: Booth - Quiet; Tier 6: S01 - Holyoake CFPP 450/24 450x450 - Supply Grille
Grilles & Diffusers QA Checklist | checklist |  |  | Tier 6: T02 - Holyoake EC-125 300x300 - Extract/Transfer Grille
Grilles & Diffusers QA Checklist | checklist |  |  | Tier 4: 02WCO004; Tier 5: Booth - Quiet; Tier 6: S01 - Holyoake CFPP 450/24 450x450 - Supply Grille
Grilles & Diffusers QA Checklist | checklist |  |  | Tier 6: T02 - Holyoake EC-125 300x300 - Extract/Transfer Grille
Grilles & Diffusers QA Checklist | checklist |  |  | Tier 4: 02WCO019; Tier 5: Booth - Quiet; Tier 6: S01 - Holyoake CFPP 450/24 450x450 - Supply Grille
Grilles & Diffusers QA Checklist | checklist |  |  | Tier 6: T02 - Holyoake EC-125 300x300 - Extract/Transfer Grille
Grilles & Diffusers QA Checklist | checklist |  |  | Tier 4: 02WCO020; Tier 5: Booth - Quiet; Tier 6: S01 - Holyoake CFPP 450/24 450x450 - Supply Grille
Grilles & Diffusers QA Checklist | checklist |  |  | Tier 6: T02 - Holyoake EC-125 300x300 - Extract/Transfer Grille
Grilles & Diffusers QA Checklist | checklist |  |  | Tier 4: 02WCO021; Tier 5: Booth - Quiet; Tier 6: S01 - Holyoake CFPP 450/24 450x450 - Supply Grille
Grilles & Diffusers QA Checklist | checklist |  |  | Tier 6: T02 - Holyoake EC-125 300x300 - Extract/Transfer Grille
Grilles & Diffusers QA Checklist | checklist |  |  | Tier 4: 02WCO002; Tier 5: Staff Room; Tier 6: E02 - Holyoake EC-125 300x300 - Extract/Transfer Grille
Grilles & Diffusers QA Checklist | checklist |  |  | Tier 6: S07 - Holyoake CFPP 450/24 600x600 - Supply Grille
Grilles & Diffusers QA Checklist | checklist |  |  | Tier 4: 02WCO028; Tier 5: Meeting - 20m2; Tier 6: S07 - Holyoake CFPP 450/24 600x600 - Supply Grille
Grilles & Diffusers QA Checklist | checklist |  |  | Tier 6: T06 - Holyoake EC-125 600x600 - Extract/Transfer Grille
| step |  |  | Tier 4: Ceiling
HTM02-01 B3_4 Leakage Test | checklist |  |  | Tier 5: Medical Vacuum Copper
HTM02-01 B3_4 Leakage Test | checklist |  |  | Tier 5: Non Patient Compressed Air Copper
| step |  |  | Tier 2: Zone 9
| step |  |  | Tier 3: BCA-DWD-112-MG-20202 / BCA-DWD-112-ME-20258 / BCA-DWD-112-ME-30258
Grilles & Diffusers QA Checklist | checklist |  |  | Tier 4: 02MPL024; Tier 5: Report; Tier 6: S06 - Holyoake CFPP 600/30 600x600 - Supply Grille
Grilles & Diffusers QA Checklist | checklist |  |  | Tier 6: T06 - Holyoake EC-125 600x600 - Extract/Transfer Grille
Grilles & Diffusers QA Checklist | checklist |  |  | Tier 4: 02MPL023; Tier 5: Remote Monitoring; Tier 6: S04 - Holyoake CFPP 600/30 600x600 - Supply Grille
Grilles & Diffusers QA Checklist | checklist |  |  | Tier 6: T06 - Holyoake EC-125 600x600 - Extract/Transfer Grille
Grilles & Diffusers QA Checklist | checklist |  |  | Tier 4: 02CLS012; Tier 5: Disposal; Tier 6: E06 - Holyoake EC-125 600x600 - Extract/Transfer Grille
Grilles & Diffusers QA Checklist | checklist |  |  | Tier 6: T06 - Holyoake EC-125 600x600 - Extract/Transfer Grille
Grilles & Diffusers QA Checklist | checklist |  |  | Tier 4: 02MPL039; Tier 5: Corridor; Tier 6: R06 - Holyoake EC-125 600x600 - Return Grille
Grilles & Diffusers QA Checklist | checklist |  |  | Tier 6: T06 - Holyoake EC-125 600x600 - Extract/Transfer Grille
Grilles & Diffusers QA Checklist | checklist |  |  | Tier 6: T06 - Holyoake EC-125 600x600 - Extract/Transfer Grille
Grilles & Diffusers QA Checklist | checklist |  |  | Tier 4: 02TRA010; Tier 5: Corridor; Tier 6: T06 - Holyoake EC-125 600x600 - Extract/Transfer Grille
Grilles & Diffusers QA Checklist | checklist |  |  | Tier 6: S05 - Holyoake CFPP 600/30 600x600 - Supply Grille
Grilles & Diffusers QA Checklist | checklist |  |  | Tier 6: S05 - Holyoake CFPP 600/30 600x600 - Supply Grille
Grilles & Diffusers QA Checklist | checklist |  |  | Tier 4: 02MPL019; Tier 5: Store - Equipment; Tier 6: T05 - Holyoake EC-125 450x450 - Extract/Transfer Grille
Grilles & Diffusers QA Checklist | checklist |  |  | Tier 6: E05 - Holyoake EC-125 450x450 - Extract/Transfer Grille
Grilles & Diffusers QA Checklist | checklist |  |  | Tier 4: 02MPL017; Tier 5: Spirometry/Bronchial Challenge/Plethysmohraphy; Tier 6: R05 - Holyoake EC-125 450x450 - Return Grille
Grilles & Diffusers QA Checklist | checklist |  |  | Tier 6: S06 - Holyoake CFPP 600/30 600x600 - Supply Grille
HTM02-01 B3_4 Leakage Test | checklist |  |  | Tier 6: OUT202 - Oxygen Outlet
HTM02-01 B3_4 Leakage Test | checklist |  |  | Tier 6: OUT502 - Medical Gases Outlet
HTM02-01 B3_4 Leakage Test | checklist |  |  | Tier 6: OUT666 - Non Patient Compressed Air Outlet
Grilles & Diffusers QA Checklist | checklist |  |  | Tier 4: 02MPL018; Tier 5: Spirometry/Bronchial Challenge/Plethysmohraphy; Tier 6: R05 - Holyoake EC-125 450x450 - Return Grille
Grilles & Diffusers QA Checklist | checklist |  |  | Tier 6: S06 - Holyoake CFPP 600/30 600x600 - Supply Grille
HTM02-01 B3_4 Leakage Test | checklist |  |  | Tier 6: OUT202 - Oxygen Outlet
HTM02-01 B3_4 Leakage Test | checklist |  |  | Tier 6: OUT502 - Medical Gases Outlet
HTM02-01 B3_4 Leakage Test | checklist |  |  | Tier 6: OUT666 - Non Patient Compressed Air Outlet
Grilles & Diffusers QA Checklist | checklist |  |  | Tier 4: 02MPL009; Tier 5: EEG/EMG/EP; Tier 6: R06 - Holyoake EC-125 600x600 - Return Grille
Grilles & Diffusers QA Checklist | checklist |  |  | Tier 6: S05 - Holyoake CFPP 600/30 600x600 - Supply Grille
Grilles & Diffusers QA Checklist | checklist |  |  | Tier 4: 02MPL010; Tier 5: EEG; Tier 6: R06 - Holyoake EC-125 600x600 - Return Grille
Grilles & Diffusers QA Checklist | checklist |  |  | Tier 6: S05 - Holyoake CFPP 600/30 600x600 - Supply Grille
| step |  |  | Tier 4: Ceiling
HTM02-01 B3_4 Leakage Test | checklist |  |  | Tier 5: O2 - Oxygen Copper
HTM02-01 B3_4 Leakage Test | checklist |  |  | Tier 5: VAC - Medical Vacuum Copper
HTM02-01 B3_4 Leakage Test | checklist |  |  | Tier 5: CANon Patient Compressed Air Copper
| step |  |  | Tier 2: Zone 10
| step |  |  | Tier 3: BCA-DWD-112-ME-20259
Grilles & Diffusers QA Checklist | checklist |  |  | Tier 4: 02MPL006; Tier 5: Consult; Tier 6: S05 - Holyoake CFPP 600/30 600x600 - Supply Grille
Grilles & Diffusers QA Checklist | checklist |  |  | Tier 6: T05 - Holyoake EC-125 450x450 - Extract/Transfer Grille
Grilles & Diffusers QA Checklist | checklist |  |  | Tier 4: 02MPL007; Tier 5: Consult; Tier 6: S05 - Holyoake CFPP 600/30 600x600 - Supply Grille
Grilles & Diffusers QA Checklist | checklist |  |  | Tier 6: T05 - Holyoake EC-125 450x450 - Extract/Transfer Grille
Grilles & Diffusers QA Checklist | checklist |  |  | Tier 4: 02MPL008; Tier 5: Bay - Linen; Tier 6: T06 - Holyoake EC-125 600x600 - Extract/Transfer Grille
HTM02-01 B3_4 Leakage Test | checklist |  |  | Tier 6: 112-2B-MPL-AVSU-03 - Beacon Meades or Equal and Approved - Area Valve Service Unit
Grilles & Diffusers QA Checklist | checklist |  |  | Tier 4: 02TRA002; Tier 5: Corridor; Tier 6: S06 - Holyoake CFPP 600/30 600x600 - Supply Grille
Grilles & Diffusers QA Checklist | checklist |  |  | Tier 6: S06 - Holyoake CFPP 600/30 600x600 - Supply Grille
Grilles & Diffusers QA Checklist | checklist |  |  | Tier 6: R06 - Holyoake EC-125 600x600 - Return Grille
FCU Template | checklist |  |  | Tier 6: 112-2A-MEP2-AHU023-FCU-008 - Temperzone IMDL130Y - FCU 105 L/S OA
Grilles & Diffusers QA Checklist | checklist |  |  | Tier 6: S05 - Holyoake CFPP 600/30 600x600 - Supply Grille
Grilles & Diffusers QA Checklist | checklist |  |  | Tier 6: T06 - Holyoake EC-125 600x600 - Extract/Transfer Grille
| step |  |  | Tier 4: 02ENG027; Tier 5: Communications
DX AC Unit Install | checklist |  |  | Tier 6: 112-2B-MEP2-ACU-006 - PKFY-P100VKM-E 1840x1858x740 - Mitsubishi Electric Wall mounted Indoor unit .
Grilles & Diffusers QA Checklist | checklist |  |  | Tier 4: 02WCO001; Tier 5: Meeting Room 15m2; Tier 6: T06 - Holyoake EC-125 600x600 - Extract/Transfer Grille
Grilles & Diffusers QA Checklist | checklist |  |  | Tier 6: S06 - Holyoake CFPP 600/30 600x600 - Supply Grille
FCU Template | checklist |  |  | Tier 6: 112-2A-MEP2-AHU023-FCU-009 - Temperzone IMD280Y - FCU 30 L/S OA
Grilles & Diffusers QA Checklist | checklist |  |  | Tier 4: 02WCO012; Tier 5: Toilet - Staff; Tier 6: E01 - Holyoake EC-125 200x200 - Extract/Transfer Grille
Grilles & Diffusers QA Checklist | checklist |  |  | Tier 6: T01 - Holyoake EC-125 200x200 - Extract/Transfer Grille
Grilles & Diffusers QA Checklist | checklist |  |  | Tier 4: 02WCO013; Tier 5: Toilet - Staff; Tier 6: E01 - Holyoake EC-125 200x200 - Extract/Transfer Grille
Grilles & Diffusers QA Checklist | checklist |  |  | Tier 6: T01 - Holyoake EC-125 200x200 - Extract/Transfer Grille
Grilles & Diffusers QA Checklist | checklist |  |  | Tier 4: 02WCO014; Tier 5: Toilet - Acessible; Tier 6: E02 - Holyoake EC-125 300x300 - Extract/Transfer Grille
Grilles & Diffusers QA Checklist | checklist |  |  | Tier 6: T02 - Holyoake EC-125 300x300 - Extract/Transfer Grille
Grilles & Diffusers QA Checklist | checklist |  |  | Tier 4: 02WCO022; Tier 5: Corridor; Tier 6: T02 - Holyoake EC-125 300x300 - Extract/Transfer Grille
Grilles & Diffusers QA Checklist | checklist |  |  | Tier 6: T01 - Holyoake EC-125 200x200 - Extract/Transfer Grille
Grilles & Diffusers QA Checklist | checklist |  |  | Tier 6: T01 - Holyoake EC-125 200x200 - Extract/Transfer Grille
Grilles & Diffusers QA Checklist | checklist |  |  | Tier 6: T02 - Holyoake EC-125 300x300 - Extract/Transfer Grille
Grilles & Diffusers QA Checklist | checklist |  |  | Tier 6: R07 - Holyoake EC-125 600x600 - Return Grille
Grilles & Diffusers QA Checklist | checklist |  |  | Tier 6: T02 - Holyoake EC-125 300x300 - Extract/Transfer Grille
| step |  |  | Tier 4: Ceiling
HTM02-01 B3_4 Leakage Test | checklist |  |  | Tier 5: O2 - Oxygen Copper
HTM02-01 B3_4 Leakage Test | checklist |  |  | Tier 5: VAC - Medical Vacuum Copper
HTM02-01 B3_4 Leakage Test | checklist |  |  | Tier 5: CANon Patient Compressed Air Copper
| step |  |  | Tier 1: Level 3
| step |  |  | Tier 2: Zone 1
| step |  |  | Tier 3: BCA-DWD-112-MG-20301 / BCA-DWD-112-ME-30350 / BCA-DWD-112-ME-20350
Grilles & Diffusers QA Checklist | checklist |  |  | Tier 4: 03MDU015; Tier 5: Pantry; Tier 6: S02 - Holyoake CFPP 450/24 450x450 - Supply Grille
Grilles & Diffusers QA Checklist | checklist |  |  | Tier 6: E02 - Holyoake EC-125 300x300 - Extract/Transfer Grille
Grilles & Diffusers QA Checklist | checklist |  |  | Tier 4: 03MDU016; Tier 5: Treatment Bay; Tier 6: S02 - Holyoake CFPP 450/24 450x450 - Supply Grille
HTM02-01 B3_4 Leakage Test | checklist |  |  | Tier 6: OUT202 - Oxygen Outlet
HTM02-01 B3_4 Leakage Test | checklist |  |  | Tier 6: OUT502 - Medical Vacuum Outlet
Grilles & Diffusers QA Checklist | checklist |  |  | Tier 4: 03MDU017; Tier 5: Treatment Bay; Tier 6: S02 - Holyoake CFPP 450/24 450x450 - Supply Grille
HTM02-01 B3_4 Leakage Test | checklist |  |  | Tier 6: OUT202 - Oxygen Outlet
HTM02-01 B3_4 Leakage Test | checklist |  |  | Tier 6: OUT502 - Medical Vacuum Outlet
Grilles & Diffusers QA Checklist | checklist |  |  | Tier 4: 03MDU018; Tier 5: Treatment Bay; Tier 6: S02 - Holyoake CFPP 450/24 450x450 - Supply Grille
HTM02-01 B3_4 Leakage Test | checklist |  |  | Tier 6: OUT202 - Oxygen Outlet
HTM02-01 B3_4 Leakage Test | checklist |  |  | Tier 6: OUT502 - Medical Vacuum Outlet
Grilles & Diffusers QA Checklist | checklist |  |  | Tier 4: 03MDU019; Tier 5: Treatment Bay; Tier 6: S02 - Holyoake CFPP 450/24 450x450 - Supply Grille
HTM02-01 B3_4 Leakage Test | checklist |  |  | Tier 6: OUT202 - Oxygen Outlet
HTM02-01 B3_4 Leakage Test | checklist |  |  | Tier 6: OUT502 - Medical Vacuum Outlet
Grilles & Diffusers QA Checklist | checklist |  |  | Tier 4: 03MDU020; Tier 5: Treatment bay; Tier 6: S06 - Holyoake CFPP 600/30 600x600 - Supply Grille
HTM02-01 B3_4 Leakage Test | checklist |  |  | Tier 6: OUT202 - Oxygen Outlet
HTM02-01 B3_4 Leakage Test | checklist |  |  | Tier 6: OUT502 - Medical Vacuum Outlet
Grilles & Diffusers QA Checklist | checklist |  |  | Tier 4: 03MDU041; Tier 5: Corridor; Tier 6: R07 - Holyoake EC-125 600x600 - Return Grille
Grilles & Diffusers QA Checklist | checklist |  |  | Tier 6: R07 - Holyoake EC-125 600x600 - Return Grille
Grilles & Diffusers QA Checklist | checklist |  |  | Tier 6: S05 - Holyoake CFPP 600/30 600x600 - Supply Grille
Grilles & Diffusers QA Checklist | checklist |  |  | Tier 6: S05 - Holyoake CFPP 600/30 600x600 - Supply Grille
Grilles & Diffusers QA Checklist | checklist |  |  | Tier 6: T02 - Holyoake EC-125 300x300 - Extract/Transfer Grille
Grilles & Diffusers QA Checklist | checklist |  |  | Tier 6: S05 - Holyoake CFPP 600/30 600x600 - Supply Grille
Grilles & Diffusers QA Checklist | checklist |  |  | Tier 6: R07 - Holyoake EC-125 600x600 - Return Grille
FCU Template | checklist |  |  | Tier 6: 112-3A-MDU-AHU001-FCU-005 - Temperzone IMDL130Y - FCU 30 L/S OA
Grilles & Diffusers QA Checklist | checklist |  |  | Tier 6: T02 - Holyoake EC-125 300x300 - Extract/Transfer Grille
Grilles & Diffusers QA Checklist | checklist |  |  | Tier 6: S05 - Holyoake CFPP 600/30 600x600 - Supply Grille
Grilles & Diffusers QA Checklist | checklist |  |  | Tier 6: R07 - Holyoake EC-125 600x600 - Return Grille
Grilles & Diffusers QA Checklist | checklist |  |  | Tier 6: R07 - Holyoake EC-125 600x600 - Return Grille
Grilles & Diffusers QA Checklist | checklist |  |  | Tier 4: 03MDU039; Tier 5: Staff Station; Tier 6: S25 - Holyoake CFPP-R 615-30 600x600 - Supply Grille
HTM02-01 B3_4 Leakage Test | checklist |  |  | Tier 6: OUT202 - Oxygen Outlet
HTM02-01 B3_4 Leakage Test | checklist |  |  | Tier 6: OUT502 - Medical Vacuum Outlet
Grilles & Diffusers QA Checklist | checklist |  |  | Tier 4: 03MDU023; Tier 5: Treatment Bay; Tier 6: S05 - Holyoake CFPP 600/30 600x600 - Supply Grille
Grilles & Diffusers QA Checklist | checklist |  |  | Tier 4: 03MDU022; Tier 5: Treatment Bay; Tier 6: S05 - Holyoake CFPP 600/30 600x600 - Supply Grille
HTM02-01 B3_4 Leakage Test | checklist |  |  | Tier 6: OUT202 - Oxygen Outlet
HTM02-01 B3_4 Leakage Test | checklist |  |  | Tier 6: OUT502 - Medical Vacuum Outlet
Grilles & Diffusers QA Checklist | checklist |  |  | Tier 4: 03MDU021; Tier 5: Treatment Bay; Tier 6: S06 - Holyoake CFPP 600/30 600x600 - Supply Grille
HTM02-01 B3_4 Leakage Test | checklist |  |  | Tier 6: OUT202 - Oxygen Outlet
HTM02-01 B3_4 Leakage Test | checklist |  |  | Tier 6: OUT502 - Medical Vacuum Outlet
Grilles & Diffusers QA Checklist | checklist |  |  | Tier 4: 03MDU024; Tier 5: Treatment Bay; Tier 6: S05 - Holyoake CFPP 600/30 600x600 - Supply Grille
HTM02-01 B3_4 Leakage Test | checklist |  |  | Tier 6: OUT202 - Oxygen Outlet
HTM02-01 B3_4 Leakage Test | checklist |  |  | Tier 6: OUT502 - Medical Vacuum Outlet
Grilles & Diffusers QA Checklist | checklist |  |  | Tier 4: 03MDU025; Tier 5: Treatment Bay; Tier 6: S05 - Holyoake CFPP 600/30 600x600 - Supply Grille
HTM02-01 B3_4 Leakage Test | checklist |  |  | Tier 6: OUT202 - Oxygen Outlet
HTM02-01 B3_4 Leakage Test | checklist |  |  | Tier 6: OUT502 - Medical Vacuum Outlet
Grilles & Diffusers QA Checklist | checklist |  |  | Tier 4: 03MDU026; Tier 5: Treatment Bay; Tier 6: S06 - Holyoake CFPP 600/30 600x600 - Supply Grille
HTM02-01 B3_4 Leakage Test | checklist |  |  | Tier 6: OUT202 - Oxygen Outlet
HTM02-01 B3_4 Leakage Test | checklist |  |  | Tier 6: OUT502 - Medical Vacuum Outlet
Grilles & Diffusers QA Checklist | checklist |  |  | Tier 4: 03MDU040; Tier 5: Office - Clinical Workroom; Tier 6: S05 - Holyoake CFPP 600/30 600x600 - Supply Grille
Grilles & Diffusers QA Checklist | checklist |  |  | Tier 4: 03MDU031; Tier 5: Dirty Utility - Sub; Tier 6: T02 - Holyoake EC-125 300x300 - Extract/Transfer Grille
Grilles & Diffusers QA Checklist | checklist |  |  | Tier 6: E02 - Holyoake EC-125 300x300 - Extract/Transfer Grille
Grilles & Diffusers QA Checklist | checklist |  |  | Tier 4: 03MDU030; Tier 5: Medication; Tier 6: S06 - Holyoake CFPP 600/30 600x600 - Supply Grille
Grilles & Diffusers QA Checklist | checklist |  |  | Tier 6: T01 - Holyoake EC-125 200x200 - Extract/Transfer Grille
Grilles & Diffusers QA Checklist | checklist |  |  | Tier 6: S06 - Holyoake CFPP 600/30 600x600 - Supply Grille
Grilles & Diffusers QA Checklist | checklist |  |  | Tier 6: R07 - Holyoake EC-125 600x600 - Return Grille
Grilles & Diffusers QA Checklist | checklist |  |  | Tier 4: 03MDU029; Tier 5: Treatment Bay; Tier 6: S05 - Holyoake CFPP 600/30 600x600 - Supply Grille
HTM02-01 B3_4 Leakage Test | checklist |  |  | Tier 6: OUT202 - Oxygen Outlet
HTM02-01 B3_4 Leakage Test | checklist |  |  | Tier 6: OUT502 - Medical Vacuum Outlet
Grilles & Diffusers QA Checklist | checklist |  |  | Tier 4: 03MDU028; Tier 5: Treatment Bay; Tier 6: S05 - Holyoake CFPP 600/30 600x600 - Supply Grille
HTM02-01 B3_4 Leakage Test | checklist |  |  | Tier 6: OUT202 - Oxygen Outlet
HTM02-01 B3_4 Leakage Test | checklist |  |  | Tier 6: OUT502 - Medical Vacuum Outlet
Grilles & Diffusers QA Checklist | checklist |  |  | Tier 4: 03MDU027; Tier 5: Treatment Bay; Tier 6: S06 - Holyoake CFPP 600/30 600x600 - Supply Grille
HTM02-01 B3_4 Leakage Test | checklist |  |  | Tier 6: OUT202 - Oxygen Outlet
HTM02-01 B3_4 Leakage Test | checklist |  |  | Tier 6: OUT502 - Medical Vacuum Outlet
| step |  |  | Tier 4: Ceiling
HTM02-01 B3_4 Leakage Test | checklist |  |  | Tier 5: O2 - Oxygen Copper
HTM02-01 B3_4 Leakage Test | checklist |  |  | Tier 5: VAC - Medical Vacuum Copper
| step |  |  | Tier 2: Zone 2
| step |  |  | Tier 3: BCA-DWD-112-MG-20301 / BCA-DWD-112-ME-20351 / BCA-DWD-112-ME-30351
Grilles & Diffusers QA Checklist | checklist |  |  | Tier 4: 03TRA049; Tier 5: Corridor - Public; Tier 6: T02 - Holyoake EC-125 300x300 - Extract/Transfer Grille
Grilles & Diffusers QA Checklist | checklist |  |  | Tier 6: T01 - Holyoake EC-125 200x200 - Extract/Transfer Grille
Grilles & Diffusers QA Checklist | checklist |  |  | Tier 6: T01 - Holyoake EC-125 200x200 - Extract/Transfer Grille
Grilles & Diffusers QA Checklist | checklist |  |  | Tier 6: T05 - Holyoake EC-125 450x450 - Extract/Transfer Grille
Grilles & Diffusers QA Checklist | checklist |  |  | Tier 6: T05 - Holyoake EC-125 450x450 - Extract/Transfer Grille
Grilles & Diffusers QA Checklist | checklist |  |  | Tier 6: T05 - Holyoake EC-125 450x450 - Extract/Transfer Grille
Grilles & Diffusers QA Checklist | checklist |  |  | Tier 6: S07 - Holyoake CFPP 450/24 600x600 - Supply Grille
| step |  |  | Tier 4: Ceiling
HTM02-01 B3_4 Leakage Test | checklist |  |  | Tier 5: O2 - Oxygen Copper
HTM02-01 B3_4 Leakage Test | checklist |  |  | Tier 5: VAC - Medical Vacuum Copper
| step |  |  | Tier 2: Zone 3
| step |  |  | Tier 3: BCA-DWD-112-MG-20301 / BCA-DWD-112-ME-30352 / BCA-DWD-112-ME-20352
Grilles & Diffusers QA Checklist | checklist |  |  | Tier 4: 03DPU023; Tier 5: Meeting 30m2; Tier 6: S06 - Holyoake CFPP 600/30 600x600 - Supply Grille
Grilles & Diffusers QA Checklist | checklist |  |  | Tier 6: S06 - Holyoake CFPP 600/30 600x600 - Supply Grille
Grilles & Diffusers QA Checklist | checklist |  |  | Tier 6: T06 - Holyoake EC-125 600x600 - Extract/Transfer Grille
Grilles & Diffusers QA Checklist | checklist |  |  | Tier 4: 03MDU013; Tier 5: Store - Equipment; Tier 6: E02 - Holyoake EC-125 300x300 - Extract/Transfer Grille
Grilles & Diffusers QA Checklist | checklist |  |  | Tier 6: T02 - Holyoake EC-125 300x300 - Extract/Transfer Grille
Grilles & Diffusers QA Checklist | checklist |  |  | Tier 4: 03MDU041; Tier 5: Corridor; Tier 6: T02 - Holyoake EC-125 300x300 - Extract/Transfer Grille
Grilles & Diffusers QA Checklist | checklist |  |  | Tier 4: 03MDU007; Tier 5: 1 Bed Holding; Tier 6: S04 - Holyoake CFPP 600/30 600x600 - Supply Grille
Grilles & Diffusers QA Checklist | checklist |  |  | Tier 6: T02 - Holyoake EC-125 300x300 - Extract/Transfer Grille
HTM02-01 B3_4 Leakage Test | checklist |  |  | Tier 6: OUT202 - Oxygen Outlet
HTM02-01 B3_4 Leakage Test | checklist |  |  | Tier 6: OUT502 - Medical Vacuum Outlet
Grilles & Diffusers QA Checklist | checklist |  |  | Tier 4: 03MDU006; Tier 5: 1 Bed Holding; Tier 6: S04 - Holyoake CFPP 600/30 600x600 - Supply Grille
Grilles & Diffusers QA Checklist | checklist |  |  | Tier 6: T02 - Holyoake EC-125 300x300 - Extract/Transfer Grille
HTM02-01 B3_4 Leakage Test | checklist |  |  | Tier 6: OUT202 - Oxygen Outlet
HTM02-01 B3_4 Leakage Test | checklist |  |  | Tier 6: OUT502 - Medical Vacuum Outlet
Grilles & Diffusers QA Checklist | checklist |  |  | Tier 4: 03MDU010; Tier 5: Toilet - Staff; Tier 6: T01 - Holyoake EC-125 200x200 - Extract/Transfer Grille
Grilles & Diffusers QA Checklist | checklist |  |  | Tier 6: E01 - Holyoake EC-125 200x200 - Extract/Transfer Grille
Grilles & Diffusers QA Checklist | checklist |  |  | Tier 4: 03MDU009; Tier 5: Ensuite; Tier 6: T01 - Holyoake EC-125 200x200 - Extract/Transfer Grille
Grilles & Diffusers QA Checklist | checklist |  |  | Tier 6: E02 - Holyoake EC-125 300x300 - Extract/Transfer Grille
Grilles & Diffusers QA Checklist | checklist |  |  | Tier 4: 03MDU008; Tier 5: Ensuite; Tier 6: T01 - Holyoake EC-125 200x200 - Extract/Transfer Grille
Grilles & Diffusers QA Checklist | checklist |  |  | Tier 6: E02 - Holyoake EC-125 300x300 - Extract/Transfer Grille
Grilles & Diffusers QA Checklist | checklist |  |  | Tier 4: 03MDU005; Tier 5: Store - Consumables; Tier 6: S04 - Holyoake CFPP 600/30 600x600 - Supply Grille
Grilles & Diffusers QA Checklist | checklist |  |  | Tier 6: T02 - Holyoake EC-125 300x300 - Extract/Transfer Grille
Grilles & Diffusers QA Checklist | checklist |  |  | Tier 4: 03MDU004; Tier 5: Toilet - Patient; Tier 6: T01 - Holyoake EC-125 200x200 - Extract/Transfer Grille
Grilles & Diffusers QA Checklist | checklist |  |  | Tier 6: E01 - Holyoake EC-125 200x200 - Extract/Transfer Grille
Grilles & Diffusers QA Checklist | checklist |  |  | Tier 4: 03MDU003; Tier 5: Toilet - Patient; Tier 6: T01 - Holyoake EC-125 200x200 - Extract/Transfer Grille
Grilles & Diffusers QA Checklist | checklist |  |  | Tier 6: E01 - Holyoake EC-125 200x200 - Extract/Transfer Grille
Grilles & Diffusers QA Checklist | checklist |  |  | Tier 4: 03MDU002; Tier 5: Consult; Tier 6: S04 - Holyoake CFPP 600/30 600x600 - Supply Grille
Grilles & Diffusers QA Checklist | checklist |  |  | Tier 6: T02 - Holyoake EC-125 300x300 - Extract/Transfer Grille
Grilles & Diffusers QA Checklist | checklist |  |  | Tier 4: 03MDU001; Tier 5: Consult; Tier 6: S04 - Holyoake CFPP 600/30 600x600 - Supply Grille
Grilles & Diffusers QA Checklist | checklist |  |  | Tier 6: T02 - Holyoake EC-125 300x300 - Extract/Transfer Grille
Grilles & Diffusers QA Checklist | checklist |  |  | Tier 4: 03DPU006; Tier 5: Reception - Clerical; Tier 6: S26 - Holyoake CFPP-R 615/30 600x600 - Supply Grille
Grilles & Diffusers QA Checklist | checklist |  |  | Tier 6: E02 - Holyoake EC-125 300x300 - Extract/Transfer Grille
Grilles & Diffusers QA Checklist | checklist |  |  | Tier 4: 03DPU026; Tier 5: Corridor; Tier 6: T02 - Holyoake EC-125 300x300 - Extract/Transfer Grille
Grilles & Diffusers QA Checklist | checklist |  |  | Tier 6: T02 - Holyoake EC-125 300x300 - Extract/Transfer Grille
Grilles & Diffusers QA Checklist | checklist |  |  | Tier 6: R06 - Holyoake EC-125 600x600 - Return Grille
Grilles & Diffusers QA Checklist | checklist |  |  | Tier 6: R03 - Holyoake EC-125 600x300 - Return Grille
Grilles & Diffusers QA Checklist | checklist |  |  | Tier 6: R04 - Holyoake EC-125 600x300 - Return Grille
Grilles & Diffusers QA Checklist | checklist |  |  | Tier 6: S05 - Holyoake CFPP 600/30 600x600 - Supply Grille
Grilles & Diffusers QA Checklist | checklist |  |  | Tier 6: R06 - Holyoake EC-125 600x600 - Return Grille
HTM02-01 B3_4 Leakage Test | checklist |  |  | Tier 6: 112-3A-DPU-AVSU-06 - Beacon Meades or Equal and Approved - Area Valve Service Unit
Grilles & Diffusers QA Checklist | checklist |  |  | Tier 4: 03DPU018; Tier 5: Change - Patient; Tier 6: E01 - Holyoake EC-125 200x200 - Extract/Transfer Grille
Grilles & Diffusers QA Checklist | checklist |  |  | Tier 4: 03DPU017; Tier 5: Change - Patient; Tier 6: E01 - Holyoake EC-125 200x200 - Extract/Transfer Grille
Grilles & Diffusers QA Checklist | checklist |  |  | Tier 4: 03DPU016; Tier 5: Change - Patient; Tier 6: E01 - Holyoake EC-125 200x200 - Extract/Transfer Grille
Grilles & Diffusers QA Checklist | checklist |  |  | Tier 4: 03DPU015; Tier 5: Change - Patient; Tier 6: E01 - Holyoake EC-125 200x200 - Extract/Transfer Grille
Grilles & Diffusers QA Checklist | checklist |  |  | Tier 4: 03DPU021; Tier 5: Waiting - 10m2; Tier 6: S05 - Holyoake CFPP 600/30 600x600 - Supply Grille
Grilles & Diffusers QA Checklist | checklist |  |  | Tier 6: E02 - Holyoake EC-125 300x300 - Extract/Transfer Grille
Grilles & Diffusers QA Checklist | checklist |  |  | Tier 4: 03DPU112; Tier 5: 1 Bed Holding; Tier 6: S04 - Holyoake CFPP 600/30 600x600 - Supply Grille
HTM02-01 B3_4 Leakage Test | checklist |  |  | Tier 6: OUT202 - Oxygen Outlet
HTM02-01 B3_4 Leakage Test | checklist |  |  | Tier 6: OUT502 - Medical Vacuum Outlet
Grilles & Diffusers QA Checklist | checklist |  |  | Tier 4: 03DPU111; Tier 5: 1 Bed Holding; Tier 6: S04 - Holyoake CFPP 600/30 600x600 - Supply Grille
HTM02-01 B3_4 Leakage Test | checklist |  |  | Tier 6: OUT202 - Oxygen Outlet
HTM02-01 B3_4 Leakage Test | checklist |  |  | Tier 6: OUT502 - Medical Vacuum Outlet
Grilles & Diffusers QA Checklist | checklist |  |  | Tier 4: 03DPU145; Tier 5: Corridor; Tier 6: R06 - Holyoake EC-125 600x600 - Return Grille
Grilles & Diffusers QA Checklist | checklist |  |  | Tier 6: T06 - Holyoake EC-125 600x600 - Extract/Transfer Grille
Grilles & Diffusers QA Checklist | checklist |  |  | Tier 6: S06 - Holyoake CFPP 600/30 600x600 - Supply Grille
Grilles & Diffusers QA Checklist | checklist |  |  | Tier 6: R06 - Holyoake EC-125 600x600 - Return Grille
Grilles & Diffusers QA Checklist | checklist |  |  | Tier 6: S06 - Holyoake CFPP 600/30 600x600 - Supply Grille
Grilles & Diffusers QA Checklist | checklist |  |  | Tier 6: S06 - Holyoake CFPP 600/30 600x600 - Supply Grille
Grilles & Diffusers QA Checklist | checklist |  |  | Tier 4: 03DPU109; Tier 5: Toilet - Patient; Tier 6: E01 - Holyoake EC-125 200x200 - Extract/Transfer Grille
Grilles & Diffusers QA Checklist | checklist |  |  | Tier 4: 03DPU110; Tier 5: Toilet - Patient; Tier 6: E01 - Holyoake EC-125 200x200 - Extract/Transfer Grille
Grilles & Diffusers QA Checklist | checklist |  |  | Tier 4: 03MDU011; Tier 5: Cleaner; Tier 6: T02 - Holyoake EC-125 300x300 - Extract/Transfer Grille
Grilles & Diffusers QA Checklist | checklist |  |  | Tier 6: E02 - Holyoake EC-125 300x300 - Extract/Transfer Grille
Grilles & Diffusers QA Checklist | checklist |  |  | Tier 4: 03DPU014; Tier 5: Toilet - Patient; Tier 6: E01 - Holyoake EC-125 200x200 - Extract/Transfer Grille
Grilles & Diffusers QA Checklist | checklist |  |  | Tier 6: T01 - Holyoake EC-125 200x200 - Extract/Transfer Grille
Grilles & Diffusers QA Checklist | checklist |  |  | Tier 4: 03DPU013; Tier 5: Toilet - Patient; Tier 6: E01 - Holyoake EC-125 200x200 - Extract/Transfer Grille
Grilles & Diffusers QA Checklist | checklist |  |  | Tier 6: T01 - Holyoake EC-125 200x200 - Extract/Transfer Grille
Grilles & Diffusers QA Checklist | checklist |  |  | Tier 4: 03DPU010; Tier 5: Change - Acessible; Tier 6: E01 - Holyoake EC-125 200x200 - Extract/Transfer Grille
Grilles & Diffusers QA Checklist | checklist |  |  | Tier 4: 03DPU009; Tier 5: Change - Acessible; Tier 6: E01 - Holyoake EC-125 200x200 - Extract/Transfer Grille
Grilles & Diffusers QA Checklist | checklist |  |  | Tier 4: 03DPU011; Tier 5: Toilet - Accessible; Tier 6: E02 - Holyoake EC-125 300x300 - Extract/Transfer Grille
Grilles & Diffusers QA Checklist | checklist |  |  | Tier 6: T02 - Holyoake EC-125 300x300 - Extract/Transfer Grille
Grilles & Diffusers QA Checklist | checklist |  |  | Tier 4: 03DPU036; Tier 5: Interview/Prep; Tier 6: T02 - Holyoake EC-125 300x300 - Extract/Transfer Grille
Grilles & Diffusers QA Checklist | checklist |  |  | Tier 6: S04 - Holyoake CFPP 600/30 600x600 - Supply Grille
Grilles & Diffusers QA Checklist | checklist |  |  | Tier 4: 03DPU019; Tier 5: Waiting - 20m2; Tier 6: E02 - Holyoake EC-125 300x300 - Extract/Transfer Grille
Grilles & Diffusers QA Checklist | checklist |  |  | Tier 6: S07 - Holyoake CFPP 450/24 600x600 - Supply Grille
Grilles & Diffusers QA Checklist | checklist |  |  | Tier 4: 03DPU020; Tier 5: Staff Base; Tier 6: S02 - Holyoake CFPP 450/24 450x450 - Supply Grille
Grilles & Diffusers QA Checklist | checklist |  |  | Tier 4: 03DPU029; Tier 5: Patient Hold 6m2; Tier 6: S04 - Holyoake CFPP 600/30 600x600 - Supply Grille
HTM02-01 B3_4 Leakage Test | checklist |  |  | Tier 6: OUT202 - Oxygen Outlet
HTM02-01 B3_4 Leakage Test | checklist |  |  | Tier 6: OUT502 - Medical Vacuum Outlet
Grilles & Diffusers QA Checklist | checklist |  |  | Tier 4: 03DPU028; Tier 5: Patient Hold 6m2; Tier 6: S04 - Holyoake CFPP 600/30 600x600 - Supply Grille
HTM02-01 B3_4 Leakage Test | checklist |  |  | Tier 6: OUT202 - Oxygen Outlet
HTM02-01 B3_4 Leakage Test | checklist |  |  | Tier 6: OUT502 - Medical Vacuum Outlet
| step |  |  | Tier 4: Ceiling
HTM02-01 B3_4 Leakage Test | checklist |  |  | Tier 5: O2 - Oxygen Copper
HTM02-01 B3_4 Leakage Test | checklist |  |  | Tier 5: VAC - Medical Vacuum Copper
HTM02-01 B3_4 Leakage Test | checklist |  |  | Tier 5: DCA - Dental Compressed Air Copper
HTM02-01 B3_4 Leakage Test | checklist |  |  | Tier 5: MA - Medical Air Copper
HTM02-01 B3_4 Leakage Test | checklist |  |  | Tier 5: AGS - Anesthetic Gas Scavenging Copper
| step |  |  | Tier 2: Zone 4
| step |  |  | Tier 3: BCA-DWD-112-MG-20301 / BCA-DWD-112-ME-30353 / BCA-DWD-112-ME-20353
Grilles & Diffusers QA Checklist | checklist |  |  | Tier 4: 03TRA007; Tier 5: Corridor - Public Areas; Tier 6: T06 - Holyoake EC-125 600x600 - Extract/Transfer Grille
Grilles & Diffusers QA Checklist | checklist |  |  | Tier 6: T02 - Holyoake EC-125 300x300 - Extract/Transfer Grille
FCU Template | checklist |  |  | Tier 6: 112-3B-MEP5-AHU004-FCU-003 - Temperzone IMDL90Y - FCU 60 L/S OA
Grilles & Diffusers QA Checklist | checklist |  |  | Tier 6: T06 - Holyoake EC-125 600x600 - Extract/Transfer Grille
FCU Template | checklist |  |  | Tier 6: 112-3B-MEP5-AHU004-FCU-002 - Temperzone IMDL40Y - FCU 40 L/S OA
Grilles & Diffusers QA Checklist | checklist |  |  | Tier 6: S05 - Holyoake CFPP 600/30 600x600 - Supply Grille
Grilles & Diffusers QA Checklist | checklist |  |  | Tier 6: S05 - Holyoake CFPP 600/30 600x600 - Supply Grille
Grilles & Diffusers QA Checklist | checklist |  |  | Tier 6: T06 - Holyoake EC-125 600x600 - Extract/Transfer Grille
HTM02-01 B3_4 Leakage Test | checklist |  |  | Tier 6: 112-3A-MDU-AVSU-01 - Beacon Meades or Equal and Approved - Area Valve Service Unit
| step |  |  | Tier 4: 03PBO001; Tier 5: Toilet - Accessible Public
Grilles & Diffusers QA Checklist | checklist |  |  | Tier 6: E02 - Holyoake EC-125 300x300 - Extract/Transfer Grille
Grilles & Diffusers QA Checklist | checklist |  |  | Tier 6: T02 - Holyoake EC-125 300x300 - Extract/Transfer Grille
FCU Template | checklist |  |  | Tier 4: 03PBO003; Tier 5: Toilet - Public; Tier 6: 112-3B-MEP5-AHU004-FCU-001 - Temperzone IMD280Y - 30 L/S OA
Grilles & Diffusers QA Checklist | checklist |  |  | Tier 6: E01 - Holyoake EC-125 200x200 - Extract/Transfer Grille
Grilles & Diffusers QA Checklist | checklist |  |  | Tier 6: T01 - Holyoake EC-125 200x200 - Extract/Transfer Grille
Grilles & Diffusers QA Checklist | checklist |  |  | Tier 4: 03PBO002; Tier 5: Toilet - Public; Tier 6: E01 - Holyoake EC-125 200x200 - Extract/Transfer Grille
Grilles & Diffusers QA Checklist | checklist |  |  | Tier 6: T01 - Holyoake EC-125 200x200 - Extract/Transfer Grille
Grilles & Diffusers QA Checklist | checklist |  |  | Tier 4: 03DPU005; Tier 5: Waiting 20m2; Tier 6: E04 - Holyoake EC-125 600x300 - Extract/Transfer Grille
Grilles & Diffusers QA Checklist | checklist |  |  | Tier 6: R06 - Holyoake EC-125 600x600 - Return Grille
Grilles & Diffusers QA Checklist | checklist |  |  | Tier 6: S05 - Holyoake CFPP 600/30 600x600 - Supply Grille
FCU Template | checklist |  |  | Tier 6: 112-3B-MEP5-AHU004-FCU-004 - Temperzone IMD135Y - FCU 265 L/S OA
DX AC Unit Install | checklist |  |  | Tier 4: 03ENG932; Tier 5: Communications; Tier 6: 112-3A-MEP5-ACU-007 - PKFY-P100VKM-E 1840x1858x740 - Mitsubishi Electric Wall mounted Indoor unit .
| step |  |  | Tier 4: Ceiling
HTM02-01 B3_4 Leakage Test | checklist |  |  | Tier 5: DCA - Dental Compressed Air Copper
HTM02-01 B3_4 Leakage Test | checklist |  |  | Tier 5: CO2 - Carbon Dioxide Copper
HTM02-01 B3_4 Leakage Test | checklist |  |  | Tier 5: VAC - Medical Vacuum Copper
HTM02-01 B3_4 Leakage Test | checklist |  |  | Tier 5: O2 - Oxygen Copper
HTM02-01 B3_4 Leakage Test | checklist |  |  | Tier 5: AGS - Anesthetic Gas Scavenging Copper
HTM02-01 B3_4 Leakage Test | checklist |  |  | Tier 5: MA - Medical Air Copper 400 kPA
HTM02-01 B3_4 Leakage Test | checklist |  |  | Tier 5: SA - Surgical Air Copper 700 kPA
HTM02-01 B3_4 Leakage Test | checklist |  |  | Tier 5: CANon Patient Compressed Air Copper
| step |  |  | Tier 2: Zone 5
| step |  |  | Tier 3: BCA-DWD-112-ME-20354 / BCA-DWD-112-ME-30354 / BCA-DWD-112-MG-20302
| step |  |  | Tier 4: 03DPU145; Tier 5: Corridor
Grilles & Diffusers QA Checklist | checklist |  |  | Tier 6: R06 - Holyoake EC-125 600x600 - Return Grille
Grilles & Diffusers QA Checklist | checklist |  |  | Tier 6: S06 - Holyoake CFPP 600/30 600x600 - Supply Grille
Grilles & Diffusers QA Checklist | checklist |  |  | Tier 6: T06 - Holyoake EC-125 600x600 - Extract/Transfer Grille
Grilles & Diffusers QA Checklist | checklist |  |  | Tier 6: T06 - Holyoake EC-125 600x600 - Extract/Transfer Grille
Grilles & Diffusers QA Checklist | checklist |  |  | Tier 6: T03 - Holyoake EC-125 600x300 - Extract/Transfer Grille
Grilles & Diffusers QA Checklist | checklist |  |  | Tier 6: R06 - Holyoake EC-125 600x600 - Return Grille
Grilles & Diffusers QA Checklist | checklist |  |  | Tier 6: T03 - Holyoake EC-125 600x300 - Extract/Transfer Grille
Grilles & Diffusers QA Checklist | checklist |  |  | Tier 6: T03 - Holyoake EC-125 600x300 - Extract/Transfer Grille
Grilles & Diffusers QA Checklist | checklist |  |  | Tier 6: T02 - Holyoake EC-125 300x300 - Extract/Transfer Grille
Grilles & Diffusers QA Checklist | checklist |  |  | Tier 6: T06 - Holyoake EC-125 600x600 - Extract/Transfer Grille
HTM02-01 B3_4 Leakage Test | checklist |  |  | Tier 6: 112-3A-DPU-AVSU-04 - Beacon Meades or Equal and Approved - Area Valve Service Unit
HTM02-01 B3_4 Leakage Test | checklist |  |  | Tier 6: 112-3A-DPU-AVSU-05 - Beacon Meades or Equal and Approved - Area Valve Service Unit
HTM02-01 B3_4 Leakage Test | checklist |  |  | Tier 6: 112-3A-DPU-AVSU-02 - Beacon Meades or Equal and Approved - Area Valve Service Unit
HTM02-01 B3_4 Leakage Test | checklist |  |  | Tier 6: 112-3A-DPU-AVSU-03 - Beacon Meades or Equal and Approved - Area Valve Service Unit
| step |  |  | Tier 4: 03DPU022; Tier 5: Workstation
Grilles & Diffusers QA Checklist | checklist |  |  | Tier 6: S04 - Holyoake CFPP 600/30 600x600 - Supply Grille
Grilles & Diffusers QA Checklist | checklist |  |  | Tier 6: T02 - Holyoake EC-125 300x300 - Extract/Transfer Grille
Grilles & Diffusers QA Checklist | checklist |  |  | Tier 4: 03DPU024; Tier 5: Meeting 9m2; Tier 6: S04 - Holyoake CFPP 600/30 600x600 - Supply Grille
Grilles & Diffusers QA Checklist | checklist |  |  | Tier 6: T02 - Holyoake EC-125 300x300 - Extract/Transfer Grille
Grilles & Diffusers QA Checklist | checklist |  |  | Tier 4: 03DPU032; Tier 5: Store - Consumables; Tier 6: S04 - Holyoake CFPP 600/30 600x600 - Supply Grille
Grilles & Diffusers QA Checklist | checklist |  |  | Tier 6: T02 - Holyoake EC-125 300x300 - Extract/Transfer Grille
Grilles & Diffusers QA Checklist | checklist |  |  | Tier 4: 03DPU035; Tier 5: Inerview/Preparation; Tier 6: S04 - Holyoake CFPP 600/30 600x600 - Supply Grille
Grilles & Diffusers QA Checklist | checklist |  |  | Tier 6: T02 - Holyoake EC-125 300x300 - Extract/Transfer Grille
Grilles & Diffusers QA Checklist | checklist |  |  | Tier 4: 03DPU033; Tier 5: Write-Up; Tier 6: S02 - Holyoake CFPP 450/24 450x450 - Supply Grille
Grilles & Diffusers QA Checklist | checklist |  |  | Tier 4: 03DPU115; Tier 5: Procedure; Tier 6: T03 - Holyoake EC-125 600x300 - Extract/Transfer Grille
Grilles & Diffusers QA Checklist | checklist |  |  | Tier 6: S09 - Camfil MG H14 HEPA Terminal 600x600 - Supply Grille
Grilles & Diffusers QA Checklist | checklist |  |  | Tier 6: S09 - Camfil MG H14 HEPA Terminal 600x600 - Supply Grille
Grilles & Diffusers QA Checklist | checklist |  |  | Tier 6: R03 - Holyoake EC-125 600x300 - Return Grille
HTM02-01 B3_4 Leakage Test | checklist |  |  | Tier 6: OUT691 - Dental Compressed Air Outlet
HTM02-01 B3_4 Leakage Test | checklist |  |  | Tier 6: OUT698 - Dental Vacuum Outlet
HTM02-01 B3_4 Leakage Test | checklist |  |  | Tier 6: OUT102 - Medical Air Outlet
HTM02-01 B3_4 Leakage Test | checklist |  |  | Tier 6: OUT202 - Oxygen Outlet
HTM02-01 B3_4 Leakage Test | checklist |  |  | Tier 6: OUT402 - Anesthetic Gas Scavenging Outlet
HTM02-01 B3_4 Leakage Test | checklist |  |  | Tier 6: OUT502 - Medical Vacuum Outlet
Grilles & Diffusers QA Checklist | checklist |  |  | Tier 4: 03DPU114; Tier 5: Procedure; Tier 6: T03 - Holyoake EC-125 600x300 - Extract/Transfer Grille
Grilles & Diffusers QA Checklist | checklist |  |  | Tier 6: S09 - Camfil MG H14 HEPA Terminal 600x600 - Supply Grille
Grilles & Diffusers QA Checklist | checklist |  |  | Tier 6: S09 - Camfil MG H14 HEPA Terminal 600x600 - Supply Grille
Grilles & Diffusers QA Checklist | checklist |  |  | Tier 6: R03 - Holyoake EC-125 600x300 - Return Grille
HTM02-01 B3_4 Leakage Test | checklist |  |  | Tier 6: OUT202 - Oxygen Outlet
HTM02-01 B3_4 Leakage Test | checklist |  |  | Tier 6: OUT402 - Anesthetic Gas Scavenging Outlet
HTM02-01 B3_4 Leakage Test | checklist |  |  | Tier 6: OUT502 - Medical Vacuum Outlet
HTM02-01 B3_4 Leakage Test | checklist |  |  | Tier 6: OUT102 - Medical Air Outlet
Grilles & Diffusers QA Checklist | checklist |  |  | Tier 4: 03DPU113; Tier 5: Procedure; Tier 6: T03 - Holyoake EC-125 600x300 - Extract/Transfer Grille
Grilles & Diffusers QA Checklist | checklist |  |  | Tier 6: S09 - Camfil MG H14 HEPA Terminal 600x600 - Supply Grille
Grilles & Diffusers QA Checklist | checklist |  |  | Tier 6: S09 - Camfil MG H14 HEPA Terminal 600x600 - Supply Grille
Grilles & Diffusers QA Checklist | checklist |  |  | Tier 6: R03 - Holyoake EC-125 600x300 - Return Grille
HTM02-01 B3_4 Leakage Test | checklist |  |  | Tier 6: OUT202 - Oxygen Outlet
HTM02-01 B3_4 Leakage Test | checklist |  |  | Tier 6: OUT402 - Anesthetic Gas Scavenging Outlet
HTM02-01 B3_4 Leakage Test | checklist |  |  | Tier 6: OUT502 - Medical Vacuum Outlet
HTM02-01 B3_4 Leakage Test | checklist |  |  | Tier 6: OUT102 - Medical Air Outlet
Grilles & Diffusers QA Checklist | checklist |  |  | Tier 4: 03DPU025; Tier 5: Office - 1 Person; Tier 6: T02 - Holyoake CFPP 600/30 600x600 - Supply Grille
Grilles & Diffusers QA Checklist | checklist |  |  | Tier 6: S04 - Holyoake EC-125 300x300 - Extract/Transfer Grille
Grilles & Diffusers QA Checklist | checklist |  |  | Tier 4: 03DPU108; Tier 5: Toilet - Staff; Tier 6: E01 - Holyoake EC-125 200x200 - Extract/Transfer Grille
Grilles & Diffusers QA Checklist | checklist |  |  | Tier 4: 03DPU107; Tier 5: Toilet - Staff; Tier 6: E01 - Holyoake EC-125 200x200 - Extract/Transfer Grille
Grilles & Diffusers QA Checklist | checklist |  |  | Tier 4: 03DPU168; Tier 5: Mobile Equipment; Tier 6: T02 - Holyoake CFPP 600/30 600x600 - Supply Grille
Grilles & Diffusers QA Checklist | checklist |  |  | Tier 6: S03 - Holyoake CFPP 600C/30 600x600 - Supply Grille
Grilles & Diffusers QA Checklist | checklist |  |  | Tier 4: 03DPU030; Tier 5: Cleaner; Tier 6: E02 - Holyoake EC-125 300x300 - Extract/Transfer Grille
Grilles & Diffusers QA Checklist | checklist |  |  | Tier 4: 03DPU106; Tier 5: Workstation; Tier 6: T06 - Holyoake EC-125 600x600 - Extract/Transfer Grille
Grilles & Diffusers QA Checklist | checklist |  |  | Tier 6: S05 - Holyoake CFPP 600/30 600x600 - Supply Grille
Grilles & Diffusers QA Checklist | checklist |  |  | Tier 6: S05 - Holyoake CFPP 600/30 600x600 - Supply Grille
Grilles & Diffusers QA Checklist | checklist |  |  | Tier 4: 03DPU126; Tier 5: Operating - General (Interim State); Tier 6: R09 - Holyoake CSD-13 1200x300 - Return Grille
Grilles & Diffusers QA Checklist | checklist |  |  | Tier 6: R10 - Holyoake RL23 400x400 - Return Grille
Grilles & Diffusers QA Checklist | checklist |  |  | Tier 6: S08 - Camfil MG H14 HEPA Terminal 1200x600 - Supply Grille
HTM02-01 B3_4 Leakage Test | checklist |  |  | Tier 6: OUT102 - Medical Air Outlet
HTM02-01 B3_4 Leakage Test | checklist |  |  | Tier 6: OUT202 - Oxygen Outlet
HTM02-01 B3_4 Leakage Test | checklist |  |  | Tier 6: OUT402 - Anesthetic Gas Scavenging Outlet
HTM02-01 B3_4 Leakage Test | checklist |  |  | Tier 6: OUT502 - Medical Vacuum Outlet
HTM02-01 B3_4 Leakage Test | checklist |  |  | Tier 6: OUT698 - Dental Vacuum Outlet
HTM02-01 B3_4 Leakage Test | checklist |  |  | Tier 6: Anesthetic Pendant
HTM02-01 B3_4 Leakage Test | checklist |  |  | Tier 6: Surgical Air Pendant
Grilles & Diffusers QA Checklist | checklist |  |  | Tier 4: 03DPU125; Tier 5: Set-Up; Tier 6: S09 - Camfil MG H14 HEPA Terminal 600x600 - Supply Grille
Grilles & Diffusers QA Checklist | checklist |  |  | Tier 6: R05 - Holyoake EC-125 450x450 - Return Grille
Grilles & Diffusers QA Checklist | checklist |  |  | Tier 4: 03DPU124; Tier 5: Operating - General (Interim State); Tier 6: R09 - Holyoake CSD-13 1200x300 - Return Grille
Grilles & Diffusers QA Checklist | checklist |  |  | Tier 6: R10 - Holyoake RL23 400x400 - Return Grille
Grilles & Diffusers QA Checklist | checklist |  |  | Tier 6: S08 - Camfil MG H14 HEPA Terminal 1200x600 - Supply Grille
HTM02-01 B3_4 Leakage Test | checklist |  |  | Tier 6: OUT102 - Medical Air Outlet
HTM02-01 B3_4 Leakage Test | checklist |  |  | Tier 6: OUT202 - Oxygen Outlet
HTM02-01 B3_4 Leakage Test | checklist |  |  | Tier 6: OUT402 - Anesthetic Gas Scavenging Outlet
HTM02-01 B3_4 Leakage Test | checklist |  |  | Tier 6: OUT502 - Medical Vacuum Outlet
HTM02-01 B3_4 Leakage Test | checklist |  |  | Tier 6: OUT698 - Dental Vacuum Outlet
HTM02-01 B3_4 Leakage Test | checklist |  |  | Tier 6: Anesthetic Pendant
HTM02-01 B3_4 Leakage Test | checklist |  |  | Tier 6: Surgical Air Pendant
| step |  |  | Tier 4: Ceiling
HTM02-01 B3_4 Leakage Test | checklist |  |  | Tier 5: O2 - Oxygen Copper
HTM02-01 B3_4 Leakage Test | checklist |  |  | Tier 5: CO2 - Carbon Dioxide Copper
HTM02-01 B3_4 Leakage Test | checklist |  |  | Tier 5: MA - Medical Air Copper
HTM02-01 B3_4 Leakage Test | checklist |  |  | Tier 5: SA - Surgical Air Copper
HTM02-01 B3_4 Leakage Test | checklist |  |  | Tier 5: VAC - Medical Vacuum Copper
HTM02-01 B3_4 Leakage Test | checklist |  |  | Tier 5: CANon Patient Compressed Air Copper
HTM02-01 B3_4 Leakage Test | checklist |  |  | Tier 5: AGS - Anesthetic Gas Scavenging Copper
| step |  |  | Tier 2: Zone 6
| step |  |  | Tier 3: BCA-DWD-112-MG-20302 / BCA-DWD-112-MG-20301 / BCA-DWD-112-ME-30355 / BCA-DWD-112-ME-20355
Grilles & Diffusers QA Checklist | checklist |  |  | Tier 4: 03DPU037; Tier 5: Interview/Preparation; Tier 6: S04 - Holyoake CFPP 600/30 600x600 - Supply Grille
Grilles & Diffusers QA Checklist | checklist |  |  | Tier 6: T02 - Holyoake EC-125 300x300 - Extract/Transfer Grille
Grilles & Diffusers QA Checklist | checklist |  |  | Tier 4: 03DPU038; Tier 5: Interview/Preparation; Tier 6: S04 - Holyoake CFPP 600/30 600x600 - Supply Grille
Grilles & Diffusers QA Checklist | checklist |  |  | Tier 6: T02 - Holyoake EC-125 300x300 - Extract/Transfer Grille
Grilles & Diffusers QA Checklist | checklist |  |  | Tier 4: 03DPU116; Tier 5: Procedure; Tier 6: T03 - Holyoake EC-125 600x300 - Extract/Transfer Grille
Grilles & Diffusers QA Checklist | checklist |  |  | Tier 6: S09 - Camfil MG H14 HEPA Terminal 600x600 - Supply Grille
Grilles & Diffusers QA Checklist | checklist |  |  | Tier 6: S09 - Camfil MG H14 HEPA Terminal 600x600 - Supply Grille
Grilles & Diffusers QA Checklist | checklist |  |  | Tier 6: R03 - Holyoake EC-125 600x300 - Return Grille
HTM02-01 B3_4 Leakage Test | checklist |  |  | Tier 6: OUT698 - Dental Vacuum Outlet
HTM02-01 B3_4 Leakage Test | checklist |  |  | Tier 6: OUT691 - Dental Compressed Air Outlet
HTM02-01 B3_4 Leakage Test | checklist |  |  | Tier 6: OUT102 - Medical Air Outlet
HTM02-01 B3_4 Leakage Test | checklist |  |  | Tier 6: OUT202 - Oxygen Outlet
HTM02-01 B3_4 Leakage Test | checklist |  |  | Tier 6: OUT402 - Anesthetic Gas Scavenging Outlet
HTM02-01 B3_4 Leakage Test | checklist |  |  | Tier 6: OUT502 - Medical Vacuum Outlet
Grilles & Diffusers QA Checklist | checklist |  |  | Tier 4: 03DPU117; Tier 5: Clean-Up; Tier 6: T01 - Holyoake EC-125 200x200 - Extract/Transfer Grille
Grilles & Diffusers QA Checklist | checklist |  |  | Tier 6: E03 - Holyoake EC-125 600x300 - Extract/Transfer Grille
Grilles & Diffusers QA Checklist | checklist |  |  | Tier 6: S05 - Holyoake CFPP 600/30 600x600 - Supply Grille
Grilles & Diffusers QA Checklist | checklist |  |  | Tier 4: 03DPU118; Tier 5: Store - Equipment; Tier 6: S06 - Holyoake CFPP 450/24 600x600 - Supply Grille
Grilles & Diffusers QA Checklist | checklist |  |  | Tier 4: 03DPU146; Tier 5: Corridor; Tier 6: T03 - Holyoake EC-125 600x300 - Extract/Transfer Grille
Grilles & Diffusers QA Checklist | checklist |  |  | Tier 6: T01 - Holyoake EC-125 200x200 - Extract/Transfer Grille
Grilles & Diffusers QA Checklist | checklist |  |  | Tier 6: T02 - Holyoake EC-125 300x300 - Extract/Transfer Grille
Grilles & Diffusers QA Checklist | checklist |  |  | Tier 6: R06 - Holyoake EC-125 600x600 - Return Grille
Grilles & Diffusers QA Checklist | checklist |  |  | Tier 6: T02 - Holyoake EC-125 300x300 - Extract/Transfer Grille
Grilles & Diffusers QA Checklist | checklist |  |  | Tier 6: S05 - Holyoake CFPP 600/30 600x600 - Supply Grille
Grilles & Diffusers QA Checklist | checklist |  |  | Tier 6: FD - Fire Damper 900x400 - Fire Damper
Grilles & Diffusers QA Checklist | checklist |  |  | Tier 6: S05 - Holyoake CFPP 600/30 600x600 - Supply Grille
Grilles & Diffusers QA Checklist | checklist |  |  | Tier 6: R06 - Holyoake EC-125 600x600 - Return Grille
Grilles & Diffusers QA Checklist | checklist |  |  | Tier 6: R06 - Holyoake EC-125 600x600 - Return Grille
Grilles & Diffusers QA Checklist | checklist |  |  | Tier 6: R06 - Holyoake EC-125 600x600 - Return Grille
Grilles & Diffusers QA Checklist | checklist |  |  | Tier 6: R06 - Holyoake EC-125 600x600 - Return Grille
Grilles & Diffusers QA Checklist | checklist |  |  | Tier 6: R06 - Holyoake EC-125 600x600 - Return Grille
HTM02-01 B3_4 Leakage Test | checklist |  |  | Tier 6: 112-3A-DPU-AVSU-08 - Beacon Meades or Equal and Approved - Area Valve Service Unit
HTM02-01 B3_4 Leakage Test | checklist |  |  | Tier 6: 112-3A-DPU-AVSU-07 - Beacon Meades or Equal and Approved - Area Valve Service Unit
Grilles & Diffusers QA Checklist | checklist |  |  | Tier 4: 03DPU060; Tier 5: Staff Base; Tier 6: S25 - Holyoake CFPP-R 615-30 600x600 - Supply Grille
Grilles & Diffusers QA Checklist | checklist |  |  | Tier 4: 03DPU061; Tier 5: Patient Holding Bay 9m2; Tier 6: S05 - Holyoake CFPP 600/30 600x600 - Supply Grille
Grilles & Diffusers QA Checklist | checklist |  |  | Tier 4: 03DPU062; Tier 5: Patient Holding Bay 9m2; Tier 6: S05 - Holyoake CFPP 600/30 600x600 - Supply Grille
HTM02-01 B3_4 Leakage Test | checklist |  |  | Tier 6: OUT202 - Oxygen Outlet
HTM02-01 B3_4 Leakage Test | checklist |  |  | Tier 6: OUT503 - Medical Vacuum Outlet
HTM02-01 B3_4 Leakage Test | checklist |  |  | Tier 6: OUT102 - Medical Air Outlet
Grilles & Diffusers QA Checklist | checklist |  |  | Tier 4: 03DPU070; Tier 5: Patient Holding Bay 9m2; Tier 6: S05 - Holyoake CFPP 600/30 600x600 - Supply Grille
Grilles & Diffusers QA Checklist | checklist |  |  | Tier 4: 03DPU069; Tier 5: Patient Holding Bay 9m2; Tier 6: S05 - Holyoake CFPP 600/30 600x600 - Supply Grille
Grilles & Diffusers QA Checklist | checklist |  |  | Tier 6: S05 - Holyoake CFPP 600/30 600x600 - Supply Grille
Grilles & Diffusers QA Checklist | checklist |  |  | Tier 4: 03DPU068; Tier 5: Patient Holding Bay 6m2; Tier 6: S05 - Holyoake CFPP 600/30 600x600 - Supply Grille
HTM02-01 B3_4 Leakage Test | checklist |  |  | Tier 6: OUT202 - Oxygen Outlet
HTM02-01 B3_4 Leakage Test | checklist |  |  | Tier 6: OUT502 - Medical Vacuum Outlet
Grilles & Diffusers QA Checklist | checklist |  |  | Tier 4: 03DPU066; Tier 5: Patient Holding Bay 6m2; Tier 6: S05 - Holyoake CFPP 600/30 600x600 - Supply Grille
HTM02-01 B3_4 Leakage Test | checklist |  |  | Tier 6: OUT202 - Oxygen Outlet
HTM02-01 B3_4 Leakage Test | checklist |  |  | Tier 6: OUT502 - Medical Vacuum Outlet
Grilles & Diffusers QA Checklist | checklist |  |  | Tier 4: 03DPU064; Tier 5: Patient Holding Bay 9m2; Tier 6: S05 - Holyoake CFPP 600/30 600x600 - Supply Grille
HTM02-01 B3_4 Leakage Test | checklist |  |  | Tier 4: 03DPU065; Tier 5: Patient Holding Bay 6m2; Tier 6: OUT202 - Oxygen Outlet
HTM02-01 B3_4 Leakage Test | checklist |  |  | Tier 6: OUT502 - Medical Vacuum Outlet
Grilles & Diffusers QA Checklist | checklist |  |  | Tier 4: 03DPU053; Tier 5: Recovery (Stage 3)/Discharge Lounge; Tier 6: E02 - Holyoake EC-125 300x300 - Extract/Transfer Grille
Grilles & Diffusers QA Checklist | checklist |  |  | Tier 6: R06 - Holyoake EC-125 600x600 - Return Grille
Grilles & Diffusers QA Checklist | checklist |  |  | Tier 6: R06 - Holyoake EC-125 600x600 - Return Grille
Grilles & Diffusers QA Checklist | checklist |  |  | Tier 6: S05 - Holyoake CFPP 600/30 600x600 - Supply Grille
Grilles & Diffusers QA Checklist | checklist |  |  | Tier 6: S05 - Holyoake CFPP 600/30 600x600 - Supply Grille
Grilles & Diffusers QA Checklist | checklist |  |  | Tier 6: S05 - Holyoake CFPP 600/30 600x600 - Supply Grille
Grilles & Diffusers QA Checklist | checklist |  |  | Tier 6: S05 - Holyoake CFPP 600/30 600x600 - Supply Grille
Grilles & Diffusers QA Checklist | checklist |  |  | Tier 6: S05 - Holyoake CFPP 600/30 600x600 - Supply Grille
HTM02-01 B3_4 Leakage Test | checklist |  |  | Tier 6: OUT202 - Oxygen Outlet
HTM02-01 B3_4 Leakage Test | checklist |  |  | Tier 6: OUT502 - Medical Vacuum Outlet
HTM02-01 B3_4 Leakage Test | checklist |  |  | Tier 6: OUT202 - Oxygen Outlet
HTM02-01 B3_4 Leakage Test | checklist |  |  | Tier 6: OUT502 - Medical Vacuum Outlet
HTM02-01 B3_4 Leakage Test | checklist |  |  | Tier 6: OUT202 - Oxygen Outlet
HTM02-01 B3_4 Leakage Test | checklist |  |  | Tier 6: OUT502 - Medical Vacuum Outlet
HTM02-01 B3_4 Leakage Test | checklist |  |  | Tier 6: OUT202 - Oxygen Outlet
HTM02-01 B3_4 Leakage Test | checklist |  |  | Tier 6: OUT502 - Medical Vacuum Outlet
HTM02-01 B3_4 Leakage Test | checklist |  |  | Tier 6: OUT202 - Oxygen Outlet
HTM02-01 B3_4 Leakage Test | checklist |  |  | Tier 6: OUT502 - Medical Vacuum Outlet
HTM02-01 B3_4 Leakage Test | checklist |  |  | Tier 6: OUT202 - Oxygen Outlet
HTM02-01 B3_4 Leakage Test | checklist |  |  | Tier 6: OUT502 - Medical Vacuum Outlet
Grilles & Diffusers QA Checklist | checklist |  |  | Tier 4: 03DPU041; Tier 5: Toilet - Patient; Tier 6: E01 - Holyoake EC-125 200x200 - Extract/Transfer Grille
Grilles & Diffusers QA Checklist | checklist |  |  | Tier 6: T01 - Holyoake EC-125 200x200 - Extract/Transfer Grille
Grilles & Diffusers QA Checklist | checklist |  |  | Tier 4: 03DPU042; Tier 5: Toilet Patient; Tier 6: E01 - Holyoake EC-125 200x200 - Extract/Transfer Grille
Grilles & Diffusers QA Checklist | checklist |  |  | Tier 6: T01 - Holyoake EC-125 200x200 - Extract/Transfer Grille
| step |  |  | Tier 4: Ceiling
HTM02-01 B3_4 Leakage Test | checklist |  |  | Tier 5: CO2 - Carbon Dioxide Copper
HTM02-01 B3_4 Leakage Test | checklist |  |  | Tier 5: SA - Surgical Air Copper
HTM02-01 B3_4 Leakage Test | checklist |  |  | Tier 5: O2 - Oxygen Copper
HTM02-01 B3_4 Leakage Test | checklist |  |  | Tier 5: MA - Medical Air Copper
HTM02-01 B3_4 Leakage Test | checklist |  |  | Tier 5: VAC - Medical Vacuum Copper
HTM02-01 B3_4 Leakage Test | checklist |  |  | Tier 5: CANon Patient Compressed Air Copper
| step |  |  | Tier 2: Zone 7
| step |  |  | Tier 3: BCA-DWD-112-MG-20302 / BCA-DWD-112-ME-20356 / BCA-DWD-112-ME-30356
Grilles & Diffusers QA Checklist | checklist |  |  | Tier 4: 03DPU145; Tier 5: Corridor; Tier 6: S06 - Holyoake CFPP 600/30 600x600 - Supply Grille
Grilles & Diffusers QA Checklist | checklist |  |  | Tier 6: T06 - Holyoake EC-125 600x600 - Extract/Transfer Grille
Grilles & Diffusers QA Checklist | checklist |  |  | Tier 6: S06 - Holyoake CFPP 600/30 600x600 - Supply Grille
Grilles & Diffusers QA Checklist | checklist |  |  | Tier 6: S06 - Holyoake CFPP 600/30 600x600 - Supply Grille
Grilles & Diffusers QA Checklist | checklist |  |  | Tier 4: 03DPU158; Tier 5: Corridor; Tier 6: T06 - Holyoake EC-125 600x600 - Extract/Transfer Grille
Grilles & Diffusers QA Checklist | checklist |  |  | Tier 6: S07 - Holyoake CFPP 450/24 600x600 - Supply Grille
Grilles & Diffusers QA Checklist | checklist |  |  | Tier 6: S07 - Holyoake CFPP 450/24 600x600 - Supply Grille
Grilles & Diffusers QA Checklist | checklist |  |  | Tier 6: S07 - Holyoake CFPP 450/24 600x600 - Supply Grille
Grilles & Diffusers QA Checklist | checklist |  |  | Tier 6: T06 - Holyoake EC-125 600x600 - Extract/Transfer Grille
HTM02-01 B3_4 Leakage Test | checklist |  |  | Tier 6: 112-3B-DPU-AVSU-10 - Beacon Meades or Equal and Approved - Area Valve Service Unit
Grilles & Diffusers QA Checklist | checklist |  |  | Tier 4: 03DPU105; Tier 5: Office - Clinical Workroom; Tier 6: R03 - Holyoake EC-125 600x300 - Return Grille
Grilles & Diffusers QA Checklist | checklist |  |  | Tier 6: S05 - Holyoake CFPP 600/30 600x600 - Supply Grille
| step |  |  | Tier 4: 03DPU104; Tier 5: Store - Sterile Stock
Grilles & Diffusers QA Checklist | checklist |  |  | Tier 6: S09 - Camfil MG H14 HEPA Terminal 600x600 - Supply Grille
Grilles & Diffusers QA Checklist | checklist |  |  | Tier 6: S09 - Camfil MG H14 HEPA Terminal 600x600 - Supply Grille
Grilles & Diffusers QA Checklist | checklist |  |  | Tier 6: S09 - Camfil MG H14 HEPA Terminal 600x600 - Supply Grille
Grilles & Diffusers QA Checklist | checklist |  |  | Tier 6: R05 - Holyoake EC-125 450x450 - Return Grille
Grilles & Diffusers QA Checklist | checklist |  |  | Tier 4: 03DPU103; Tier 5: Debox; Tier 6: S09 - Camfil MG H14 HEPA Terminal 600x600 - Supply Grille
Grilles & Diffusers QA Checklist | checklist |  |  | Tier 6: E02 - Holyoake EC-125 300x300 - Extract/Transfer Grille
Grilles & Diffusers QA Checklist | checklist |  |  | Tier 4: 03DPU149; Tier 5: Corridor; Tier 6: T06 - Holyoake EC-125 600x600 - Extract/Transfer Grille
Grilles & Diffusers QA Checklist | checklist |  |  | Tier 6: T06 - Holyoake EC-125 600x600 - Extract/Transfer Grille
Grilles & Diffusers QA Checklist | checklist |  |  | Tier 6: S04 - Holyoake CFPP 600/30 600x600 - Supply Grille
| step |  |  | Tier 4: 03DPU129; Tier 5: Bay - Mobile Equipment
Grilles & Diffusers QA Checklist | checklist |  |  | Tier 6: R05 - Holyoake EC-125 450x450 - Return Grille
| step |  |  | Tier 4: 03DPU143; Tier 5: Scrub Up
Grilles & Diffusers QA Checklist | checklist |  |  | Tier 6: E03 - Holyoake EC-125 600x300 - Extract/Transfer Grille
Grilles & Diffusers QA Checklist | checklist |  |  | Tier 6: S07 - Holyoake CFPP 450/24 600x600 - Supply Grille
Grilles & Diffusers QA Checklist | checklist |  |  | Tier 6: T06 - Holyoake EC-125 600x600 - Extract/Transfer Grille
| step |  |  | Tier 4: 03DPU123; Tier 5: Exit Bay
Grilles & Diffusers QA Checklist | checklist |  |  | Tier 6: R05 - Holyoake EC-125 450x450 - Return Grille
Grilles & Diffusers QA Checklist | checklist |  |  | Tier 6: T06 - Holyoake EC-125 600x600 - Extract/Transfer Grille
| step |  |  | Tier 4: 03DPU137; Tier 5: Exit bay
Grilles & Diffusers QA Checklist | checklist |  |  | Tier 6: R05 - Holyoake EC-125 450x450 - Return Grille
Grilles & Diffusers QA Checklist | checklist |  |  | Tier 6: S07 - Holyoake CFPP 450/24 600x600 - Supply Grille
| step |  |  | Tier 4: 03DPU138; Tier 5: Write-Up
Grilles & Diffusers QA Checklist | checklist |  |  | Tier 6: S07 - Holyoake CFPP 450/24 600x600 - Supply Grille
Grilles & Diffusers QA Checklist | checklist |  |  | Tier 4: 03DPU136; Tier 5: Operating - General (Interim State); Tier 6: R09 - Holyoake CSD-13 1200x300 - Return Grille
Grilles & Diffusers QA Checklist | checklist |  |  | Tier 6: R09 - Holyoake CSD-13 1200x300 - Return Grille
Grilles & Diffusers QA Checklist | checklist |  |  | Tier 6: R09 - Holyoake CSD-13 1200x300 - Return Grille
Grilles & Diffusers QA Checklist | checklist |  |  | Tier 6: R09 - Holyoake CSD-13 1200x300 - Return Grille
Grilles & Diffusers QA Checklist | checklist |  |  | Tier 6: R09 - Holyoake CSD-13 1200x300 - Return Grille
Grilles & Diffusers QA Checklist | checklist |  |  | Tier 6: R09 - Holyoake CSD-13 1200x300 - Return Grille
Grilles & Diffusers QA Checklist | checklist |  |  | Tier 6: R10 - Holyoake RL23 400x400 - Return Grille
Grilles & Diffusers QA Checklist | checklist |  |  | Tier 6: R10 - Holyoake RL23 400x400 - Return Grille
Grilles & Diffusers QA Checklist | checklist |  |  | Tier 6: R10 - Holyoake RL23 400x400 - Return Grille
Grilles & Diffusers QA Checklist | checklist |  |  | Tier 6: R10 - Holyoake RL23 400x400 - Return Grille
Grilles & Diffusers QA Checklist | checklist |  |  | Tier 6: S08 - Camfil MG H14 HEPA Terminal 1200x600 - Supply Grille
Grilles & Diffusers QA Checklist | checklist |  |  | Tier 6: S08 - Camfil MG H14 HEPA Terminal 1200x600 - Supply Grille
Grilles & Diffusers QA Checklist | checklist |  |  | Tier 6: S08 - Camfil MG H14 HEPA Terminal 1200x600 - Supply Grille
Grilles & Diffusers QA Checklist | checklist |  |  | Tier 6: S08 - Camfil MG H14 HEPA Terminal 1200x600 - Supply Grille
HTM02-01 B3_4 Leakage Test | checklist |  |  | Tier 6: OUT102 - Medical Air Outlet
HTM02-01 B3_4 Leakage Test | checklist |  |  | Tier 6: OUT202 - Oxygen Outlet
HTM02-01 B3_4 Leakage Test | checklist |  |  | Tier 6: OUT402 - Anesthetic Gas Scavenging Outlet
HTM02-01 B3_4 Leakage Test | checklist |  |  | Tier 6: OUT502 - Medical Vacuum Outlet
HTM02-01 B3_4 Leakage Test | checklist |  |  | Tier 6: OUT698 - Dental Vacuum Outlet
HTM02-01 B3_4 Leakage Test | checklist |  |  | Tier 6: Anesthetic Pendant
HTM02-01 B3_4 Leakage Test | checklist |  |  | Tier 6: Surgical Air Pendant
Grilles & Diffusers QA Checklist | checklist |  |  | Tier 4: 03DPU135; Tier 5: Set-Up (Interim State); Tier 6: S09 - Camfil MG H14 HEPA Terminal 600x600 - Supply Grille
Grilles & Diffusers QA Checklist | checklist |  |  | Tier 6: S09 - Camfil MG H14 HEPA Terminal 600x600 - Supply Grille
Grilles & Diffusers QA Checklist | checklist |  |  | Tier 6: S09 - Camfil MG H14 HEPA Terminal 600x600 - Supply Grille
Grilles & Diffusers QA Checklist | checklist |  |  | Tier 6: R05 - Holyoake EC-125 450x450 - Return Grille
Grilles & Diffusers QA Checklist | checklist |  |  | Tier 4: 03DPU134; Tier 5: Operating - General (Interim State); Tier 6: R09 - Holyoake CSD-13 1200x300 - Return Grille
Grilles & Diffusers QA Checklist | checklist |  |  | Tier 6: R09 - Holyoake CSD-13 1200x300 - Return Grille
Grilles & Diffusers QA Checklist | checklist |  |  | Tier 6: R09 - Holyoake CSD-13 1200x300 - Return Grille
Grilles & Diffusers QA Checklist | checklist |  |  | Tier 6: R09 - Holyoake CSD-13 1200x300 - Return Grille
Grilles & Diffusers QA Checklist | checklist |  |  | Tier 6: R09 - Holyoake CSD-13 1200x300 - Return Grille
Grilles & Diffusers QA Checklist | checklist |  |  | Tier 6: R09 - Holyoake CSD-13 1200x300 - Return Grille
Grilles & Diffusers QA Checklist | checklist |  |  | Tier 6: R10 - Holyoake RL23 400x400 - Return Grille
Grilles & Diffusers QA Checklist | checklist |  |  | Tier 6: R10 - Holyoake RL23 400x400 - Return Grille
Grilles & Diffusers QA Checklist | checklist |  |  | Tier 6: R10 - Holyoake RL23 400x400 - Return Grille
Grilles & Diffusers QA Checklist | checklist |  |  | Tier 6: R10 - Holyoake RL23 400x400 - Return Grille
Grilles & Diffusers QA Checklist | checklist |  |  | Tier 6: S08 - Camfil MG H14 HEPA Terminal 1200x600 - Supply Grille
Grilles & Diffusers QA Checklist | checklist |  |  | Tier 6: S08 - Camfil MG H14 HEPA Terminal 1200x600 - Supply Grille
Grilles & Diffusers QA Checklist | checklist |  |  | Tier 6: S08 - Camfil MG H14 HEPA Terminal 1200x600 - Supply Grille
Grilles & Diffusers QA Checklist | checklist |  |  | Tier 6: S08 - Camfil MG H14 HEPA Terminal 1200x600 - Supply Grille
HTM02-01 B3_4 Leakage Test | checklist |  |  | Tier 6: OUT102 - Medical Air Outlet
HTM02-01 B3_4 Leakage Test | checklist |  |  | Tier 6: OUT202 - Oxygen Outlet
HTM02-01 B3_4 Leakage Test | checklist |  |  | Tier 6: OUT402 - Anesthetic Gas Scavenging Outlet
HTM02-01 B3_4 Leakage Test | checklist |  |  | Tier 6: OUT502 - Medical Vacuum Outlet
HTM02-01 B3_4 Leakage Test | checklist |  |  | Tier 6: OUT698 - Dental Vacuum Outlet
HTM02-01 B3_4 Leakage Test | checklist |  |  | Tier 6: Anesthetic Pendant
HTM02-01 B3_4 Leakage Test | checklist |  |  | Tier 6: Surgical Air Pendant
Grilles & Diffusers QA Checklist | checklist |  |  | Tier 4: 03DPU142; Tier 5: Scrub-Up; Tier 6: E03 - Holyoake EC-125 600x300 - Extract/Transfer Grille
HTM02-01 B3_4 Leakage Test | checklist |  |  | Tier 4: 03DPU127; Tier 5: Exit bay; Tier 6: 112-3B-DPU-AVSU-11 - Beacon Meades or Equal and Approved - Area Valve Service Unit
HTM02-01 B3_4 Leakage Test | checklist |  |  | Tier 4: 03DPU133; Tier 5: Exit bay; Tier 6: 112-3B-DPU-AVSU-12 - Beacon Meades or Equal and Approved - Area Valve Service Unit
| step |  |  | Tier 4: Ceiling
HTM02-01 B3_4 Leakage Test | checklist |  |  | Tier 5: O2 - Oxygen Copper
HTM02-01 B3_4 Leakage Test | checklist |  |  | Tier 5: CO2 - Carbon Dioxide Copper
HTM02-01 B3_4 Leakage Test | checklist |  |  | Tier 5: MA - Medical Air Copper
HTM02-01 B3_4 Leakage Test | checklist |  |  | Tier 5: SA - Surgical Air Copper
HTM02-01 B3_4 Leakage Test | checklist |  |  | Tier 5: VAC - Medical Vacuum Copper
HTM02-01 B3_4 Leakage Test | checklist |  |  | Tier 5: CANon Patient Compressed Air Copper
HTM02-01 B3_4 Leakage Test | checklist |  |  | Tier 5: AGS - Anesthetic Gas Scavenging Copper
| step |  |  | Tier 2: Zone 8
| step |  |  | Tier 3: BCA-DWD-112-ME-20357 / BCA-DWD-112-ME-30357 / BCA-DWD-112-MG-20302
Grilles & Diffusers QA Checklist | checklist |  |  | Tier 4: 03DPU119; Tier 5: Store - Equipment; Tier 6: R05 - Holyoake EC-125 450x450 - Return Grille
Grilles & Diffusers QA Checklist | checklist |  |  | Tier 4: 03DPU063; Tier 5: Medication; Tier 6: S07 - Holyoake CFPP 450/24 600x600 - Supply Grille
Grilles & Diffusers QA Checklist | checklist |  |  | Tier 6: R05 - Holyoake EC-125 450x450 - Return Grille
| step |  |  | Tier 4: 03DPU071; Tier 5: Patient Holding Bay 9m2
Grilles & Diffusers QA Checklist | checklist |  |  | Tier 6: S05 - Holyoake CFPP 600/30 600x600 - Supply Grille
HTM02-01 B3_4 Leakage Test | checklist |  |  | Tier 6: OUT202 - Oxygen Outlet
HTM02-01 B3_4 Leakage Test | checklist |  |  | Tier 6: OUT502 - Medical Vacuum Outlet
HTM02-01 B3_4 Leakage Test | checklist |  |  | Tier 6: OUT102 - Medical Air Outlet
| step |  |  | Tier 4: 03DPU072; Tier 5: Patient Holding Bay 9m2
Grilles & Diffusers QA Checklist | checklist |  |  | Tier 6: S05 - Holyoake CFPP 600/30 600x600 - Supply Grille
HTM02-01 B3_4 Leakage Test | checklist |  |  | Tier 6: OUT202 - Oxygen Outlet
HTM02-01 B3_4 Leakage Test | checklist |  |  | Tier 6: OUT502 - Medical Vacuum Outlet
HTM02-01 B3_4 Leakage Test | checklist |  |  | Tier 6: OUT102 - Medical Air Outlet
Grilles & Diffusers QA Checklist | checklist |  |  | Tier 4: 03DPU073; Tier 5: Patient Holding Bay 9m2; Tier 6: S05 - Holyoake CFPP 600/30 600x600 - Supply Grille
HTM02-01 B3_4 Leakage Test | checklist |  |  | Tier 6: OUT202 - Oxygen Outlet
HTM02-01 B3_4 Leakage Test | checklist |  |  | Tier 6: OUT502 - Medical Vacuum Outlet
HTM02-01 B3_4 Leakage Test | checklist |  |  | Tier 6: OUT102 - Medical Air Outlet
Grilles & Diffusers QA Checklist | checklist |  |  | Tier 4: 03PDU075; Tier 5: Patient Holding Bay 9m2; Tier 6: S05 - Holyoake CFPP 600/30 600x600 - Supply Grille
HTM02-01 B3_4 Leakage Test | checklist |  |  | Tier 6: OUT202 - Oxygen Outlet
HTM02-01 B3_4 Leakage Test | checklist |  |  | Tier 6: OUT502 - Medical Vacuum Outlet
HTM02-01 B3_4 Leakage Test | checklist |  |  | Tier 6: OUT102 - Medical Air Outlet
Grilles & Diffusers QA Checklist | checklist |  |  | Tier 4: 03DPU076; Tier 5: Patient Holding Bay 9m2; Tier 6: S05 - Holyoake CFPP 600/30 600x600 - Supply Grille
HTM02-01 B3_4 Leakage Test | checklist |  |  | Tier 6: OUT202 - Oxygen Outlet
HTM02-01 B3_4 Leakage Test | checklist |  |  | Tier 6: OUT502 - Medical Vacuum Outlet
HTM02-01 B3_4 Leakage Test | checklist |  |  | Tier 6: OUT102 - Medical Air Outlet
Grilles & Diffusers QA Checklist | checklist |  |  | Tier 4: 03DPU077; Tier 5: Staff Station; Tier 6: S25 - Holyoake CFPP-R 615-30 600x600 - Supply Grille
Grilles & Diffusers QA Checklist | checklist |  |  | Tier 4: 03DPU083; Tier 5: Patient Bay - Recovery (Stage 1); Tier 6: S05 - Holyoake CFPP 600/30 600x600 - Supply Grille
Grilles & Diffusers QA Checklist | checklist |  |  | Tier 6: R10 - Holyoake RL23 400x400 - Return Grille
HTM02-01 B3_4 Leakage Test | checklist |  |  | Tier 6: OUT202 - Oxygen Outlet
HTM02-01 B3_4 Leakage Test | checklist |  |  | Tier 6: OUT502 - Medical Vacuum Outlet
HTM02-01 B3_4 Leakage Test | checklist |  |  | Tier 6: OUT102 - Medical Air Outlet
Grilles & Diffusers QA Checklist | checklist |  |  | Tier 4: 03DPU084; Tier 5: Patient Bay - Recovery (Stage 1); Tier 6: S05 - Holyoake CFPP 600/30 600x600 - Supply Grille
Grilles & Diffusers QA Checklist | checklist |  |  | Tier 6: R10 - Holyoake RL23 400x400 - Return Grille
HTM02-01 B3_4 Leakage Test | checklist |  |  | Tier 6: OUT202 - Oxygen Outlet
HTM02-01 B3_4 Leakage Test | checklist |  |  | Tier 6: OUT502 - Medical Vacuum Outlet
HTM02-01 B3_4 Leakage Test | checklist |  |  | Tier 6: OUT102 - Medical Air Outlet
Grilles & Diffusers QA Checklist | checklist |  |  | Tier 4: 03DPU086; Tier 5: Patient Bay - Recovery (Stage 1); Tier 6: S05 - Holyoake CFPP 600/30 600x600 - Supply Grille
Grilles & Diffusers QA Checklist | checklist |  |  | Tier 6: R10 - Holyoake RL23 400x400 - Return Grille
HTM02-01 B3_4 Leakage Test | checklist |  |  | Tier 6: OUT202 - Oxygen Outlet
HTM02-01 B3_4 Leakage Test | checklist |  |  | Tier 6: OUT502 - Medical Vacuum Outlet
HTM02-01 B3_4 Leakage Test | checklist |  |  | Tier 6: OUT102 - Medical Air Outlet
Grilles & Diffusers QA Checklist | checklist |  |  | Tier 4: 03DPU087; Tier 5: Patient Bay - Recovery (Stage 1); Tier 6: S05 - Holyoake CFPP 600/30 600x600 - Supply Grille
Grilles & Diffusers QA Checklist | checklist |  |  | Tier 6: R10 - Holyoake RL23 400x400 - Return Grille
HTM02-01 B3_4 Leakage Test | checklist |  |  | Tier 6: OUT202 - Oxygen Outlet
HTM02-01 B3_4 Leakage Test | checklist |  |  | Tier 6: OUT502 - Medical Vacuum Outlet
HTM02-01 B3_4 Leakage Test | checklist |  |  | Tier 6: OUT102 - Medical Air Outlet
Grilles & Diffusers QA Checklist | checklist |  |  | Tier 4: 03DPU088; Tier 5: Patient Bay - Recovery (Stage 1); Tier 6: S05 - Holyoake CFPP 600/30 600x600 - Supply Grille
Grilles & Diffusers QA Checklist | checklist |  |  | Tier 6: R10 - Holyoake RL23 400x400 - Return Grille
HTM02-01 B3_4 Leakage Test | checklist |  |  | Tier 6: OUT202 - Oxygen Outlet
HTM02-01 B3_4 Leakage Test | checklist |  |  | Tier 6: OUT502 - Medical Vacuum Outlet
HTM02-01 B3_4 Leakage Test | checklist |  |  | Tier 6: OUT102 - Medical Air Outlet
Grilles & Diffusers QA Checklist | checklist |  |  | Tier 4: 03DPU082; Tier 5: Patient Bay - Recovery (Stage 1); Tier 6: S05 - Holyoake CFPP 600/30 600x600 - Supply Grille
Grilles & Diffusers QA Checklist | checklist |  |  | Tier 6: R10 - Holyoake RL23 400x400 - Return Grille
HTM02-01 B3_4 Leakage Test | checklist |  |  | Tier 6: OUT202 - Oxygen Outlet
HTM02-01 B3_4 Leakage Test | checklist |  |  | Tier 6: OUT502 - Medical Vacuum Outlet
HTM02-01 B3_4 Leakage Test | checklist |  |  | Tier 6: OUT102 - Medical Air Outlet
Grilles & Diffusers QA Checklist | checklist |  |  | Tier 4: 03DPU081; Tier 5: Patient Bay - Recovery (Stage 1); Tier 6: S05 - Holyoake CFPP 600/30 600x600 - Supply Grille
Grilles & Diffusers QA Checklist | checklist |  |  | Tier 6: R10 - Holyoake RL23 400x400 - Return Grille
HTM02-01 B3_4 Leakage Test | checklist |  |  | Tier 6: OUT202 - Oxygen Outlet
HTM02-01 B3_4 Leakage Test | checklist |  |  | Tier 6: OUT502 - Medical Vacuum Outlet
HTM02-01 B3_4 Leakage Test | checklist |  |  | Tier 6: OUT102 - Medical Air Outlet
Grilles & Diffusers QA Checklist | checklist |  |  | Tier 4: 03DPU080; Tier 5: Ensuite; Tier 6: E02 - Holyoake EC-125 300x300 - Extract/Transfer Grille
Grilles & Diffusers QA Checklist | checklist |  |  | Tier 6: T02 - Holyoake EC-125 300x300 - Extract/Transfer Grille
Grilles & Diffusers QA Checklist | checklist |  |  | Tier 4: 03DPU144; Tier 5: Clean Up; Tier 6: E05 - Holyoake EC-125 450x450 - Extract/Transfer Grille
Grilles & Diffusers QA Checklist | checklist |  |  | Tier 6: S06 - Holyoake CFPP 600/30 600x600 - Supply Grille
Grilles & Diffusers QA Checklist | checklist |  |  | Tier 4: 03DPU147; Tier 5: Corridor; Tier 6: T06 - Holyoake EC-125 600x600 - Extract/Transfer Grille
Grilles & Diffusers QA Checklist | checklist |  |  | Tier 6: SD - Smoke Damper Ø300 - Smoke Damper
FCU Template | checklist |  |  | Tier 6: 112-3B-AHU012-CAV-001 - Trox RN 315. - 165 L/S Contiuous Air Volume Box
Grilles & Diffusers QA Checklist | checklist |  |  | Tier 6: T05 - Holyoake EC-125 450x450 - Extract/Transfer Grille
Grilles & Diffusers QA Checklist | checklist |  |  | Tier 6: S05 - Holyoake CFPP 600/30 600x600 - Supply Grille
Grilles & Diffusers QA Checklist | checklist |  |  | Tier 6: R06 - Holyoake EC-125 600x600 - Return Grille
Grilles & Diffusers QA Checklist | checklist |  |  | Tier 6: R06 - Holyoake EC-125 600x600 - Return Grille
Grilles & Diffusers QA Checklist | checklist |  |  | Tier 6: T06 - Holyoake EC-125 600x600 - Extract/Transfer Grille
Grilles & Diffusers QA Checklist | checklist |  |  | Tier 6: S05 - Holyoake CFPP 600/30 600x600 - Supply Grille
Grilles & Diffusers QA Checklist | checklist |  |  | Tier 6: R06 - Holyoake EC-125 600x600 - Return Grille
Grilles & Diffusers QA Checklist | checklist |  |  | Tier 6: FD - Fire damper 700x500 - Fire Damper
Grilles & Diffusers QA Checklist | checklist |  |  | Tier 6: R06 - Holyoake EC-125 600x600 - Return Grille
FCU Template | checklist |  |  | Tier 6: 112-3A-DPU-AHU012-FCU-006 - Temperzone IMD95Y - FCU 30 L/S OA
Grilles & Diffusers QA Checklist | checklist |  |  | Tier 6: T06 - Holyoake EC-125 600x600 - Extract/Transfer Grille
Grilles & Diffusers QA Checklist | checklist |  |  | Tier 6: S07 - Holyoake CFPP 450/24 600x600 - Supply Grille
Grilles & Diffusers QA Checklist | checklist |  |  | Tier 6: S07 - Holyoake CFPP 450/24 600x600 - Supply Grille
Grilles & Diffusers QA Checklist | checklist |  |  | Tier 6: R08 - Holyoake EC-125 600x600 - Return Grille
HTM02-01 B3_4 Leakage Test | checklist |  |  | Tier 6: 112-3B-MDU-AVSU-15 - Beacon Meades or Equal and Approved - Area Valve Service Unit
| step |  |  | Tier 4: Ceiling
HTM02-01 B3_4 Leakage Test | checklist |  |  | Tier 5: C02 - Carbon Dioxode Copper
HTM02-01 B3_4 Leakage Test | checklist |  |  | Tier 5: SA - Surgical Air Copper
HTM02-01 B3_4 Leakage Test | checklist |  |  | Tier 5: O2 - Oxygen Copper
HTM02-01 B3_4 Leakage Test | checklist |  |  | Tier 5: MA - Medical Air Copper
HTM02-01 B3_4 Leakage Test | checklist |  |  | Tier 5: VAC - Medical Vacuum Copper
HTM02-01 B3_4 Leakage Test | checklist |  |  | Tier 5: CANon Patient Compressed Air Copper
HTM02-01 B3_4 Leakage Test | checklist |  |  | Tier 5: AGS - Anesthetic Gas Scavenging Copper
| step |  |  | Tier 2: Zone 9
| step |  |  | Tier 3: BCA-DWD-112-ME-20358 / BCA-DWD-112-ME-30358 / BCA-DWD-112-MG-20302
Grilles & Diffusers QA Checklist | checklist |  |  | Tier 4: 03TRA013; Tier 5: Corridor; Tier 6: S06 - Holyoake CFPP 600/30 600x600 - Supply Grille
FCU Template | checklist |  |  | Tier 6: 112-3B-MEP2-AHU023-FCU-007 - Temperzone IMDL130Y - FCU 75 L/S OA
Grilles & Diffusers QA Checklist | checklist |  |  | Tier 6: R07 - Holyoake EC-125 600x600 - Return Grille
Grilles & Diffusers QA Checklist | checklist |  |  | Tier 6: S06 - Holyoake CFPP 600/30 600x600 - Supply Grille
Grilles & Diffusers QA Checklist | checklist |  |  | Tier 6: FD - Fire Damper 350x250 - Fire Damper
Grilles & Diffusers QA Checklist | checklist |  |  | Tier 6: FD - Fire Damper 200x300 - Fire Damper
Grilles & Diffusers QA Checklist | checklist |  |  | Tier 6: S06 - Holyoake CFPP 600/30 600x600 - Supply Grille
Grilles & Diffusers QA Checklist | checklist |  |  | Tier 4: 03DPU101; Tier 5: Staff Room; Tier 6: E02 - Holyoake EC-125 300x300 - Extract/Transfer Grille
Grilles & Diffusers QA Checklist | checklist |  |  | Tier 6: S05 - Holyoake CFPP 600/30 600x600 - Supply Grille
Grilles & Diffusers QA Checklist | checklist |  |  | Tier 6: R02 - Holyoake EC-125 300x300 - Return Grille
Grilles & Diffusers QA Checklist | checklist |  |  | Tier 4: 03DPU100; Tier 5: Change - Staff Male; Tier 6: E01 - Holyoake EC-125 200x200 - Extract/Transfer Grille
Grilles & Diffusers QA Checklist | checklist |  |  | Tier 6: T02 - Holyoake EC-125 300x300 - Extract/Transfer Grille
Grilles & Diffusers QA Checklist | checklist |  |  | Tier 6: E01 - Holyoake EC-125 200x200 - Extract/Transfer Grille
Grilles & Diffusers QA Checklist | checklist |  |  | Tier 6: T02 - Holyoake EC-125 300x300 - Extract/Transfer Grille
Grilles & Diffusers QA Checklist | checklist |  |  | Tier 6: E01 - Holyoake EC-125 200x200 - Extract/Transfer Grille
Grilles & Diffusers QA Checklist | checklist |  |  | Tier 6: T02 - Holyoake EC-125 300x300 - Extract/Transfer Grille
Grilles & Diffusers QA Checklist | checklist |  |  | Tier 6: E02 - Holyoake EC-125 300x300 - Extract/Transfer Grille
Grilles & Diffusers QA Checklist | checklist |  |  | Tier 6: T02 - Holyoake EC-125 300x300 - Extract/Transfer Grille
Grilles & Diffusers QA Checklist | checklist |  |  | Tier 6: T06 - Holyoake EC-125 600x600 - Extract/Transfer Grille
Grilles & Diffusers QA Checklist | checklist |  |  | Tier 6: S06 - Holyoake CFPP 600/30 600x600 - Supply Grille
Grilles & Diffusers QA Checklist | checklist |  |  | Tier 4: 03DPU099; Tier 5: Change - Staff; Tier 6: E02 - Holyoake EC-125 300x300 - Extract/Transfer Grille
Grilles & Diffusers QA Checklist | checklist |  |  | Tier 6: T02 - Holyoake EC-125 300x300 - Extract/Transfer Grille
Grilles & Diffusers QA Checklist | checklist |  |  | Tier 6: E02 - Holyoake EC-125 300x300 - Extract/Transfer Grille
Grilles & Diffusers QA Checklist | checklist |  |  | Tier 6: T02 - Holyoake EC-125 300x300 - Extract/Transfer Grille
Grilles & Diffusers QA Checklist | checklist |  |  | Tier 6: E02 - Holyoake EC-125 300x300 - Extract/Transfer Grille
Grilles & Diffusers QA Checklist | checklist |  |  | Tier 6: T02 - Holyoake EC-125 300x300 - Extract/Transfer Grille
Grilles & Diffusers QA Checklist | checklist |  |  | Tier 6: E02 - Holyoake EC-125 300x300 - Extract/Transfer Grille
Grilles & Diffusers QA Checklist | checklist |  |  | Tier 6: T02 - Holyoake EC-125 300x300 - Extract/Transfer Grille
Grilles & Diffusers QA Checklist | checklist |  |  | Tier 6: T06 - Holyoake EC-125 600x600 - Extract/Transfer Grille
Grilles & Diffusers QA Checklist | checklist |  |  | Tier 6: S06 - Holyoake CFPP 600/30 600x600 - Supply Grille
Grilles & Diffusers QA Checklist | checklist |  |  | Tier 4: 03DPU098; Tier 5: Store - General; Tier 6: S04 - Holyoake CFPP 600/30 600x600 - Supply Grille
Grilles & Diffusers QA Checklist | checklist |  |  | Tier 6: E02 - Holyoake EC-125 300x300 - Extract/Transfer Grille
Grilles & Diffusers QA Checklist | checklist |  |  | Tier 4: 03DPU165; Tier 5: Ensuite - Acessible Staff; Tier 6: E02 - Holyoake EC-125 300x300 - Extract/Transfer Grille
Grilles & Diffusers QA Checklist | checklist |  |  | Tier 6: T02 - Holyoake EC-125 300x300 - Extract/Transfer Grille
| step |  |  | Tier 2: Zone 10
| step |  |  | Tier 3: BCA-DWD-112-ME-30359 / BCA-DWD-112-ME-20359 / BCA-DWD-112-MG-20302
Grilles & Diffusers QA Checklist | checklist |  |  | Tier 4: 03TRA001; Tier 5: Corridor; Tier 6: T05 - Holyoake EC-125 450x450 - Extract/Transfer Grille
Grilles & Diffusers QA Checklist | checklist |  |  | Tier 6: S06 - Holyoake CFPP 600/30 600x600 - Supply Grille
Grilles & Diffusers QA Checklist | checklist |  |  | Tier 6: S06 - Holyoake CFPP 600/30 600x600 - Supply Grille
Grilles & Diffusers QA Checklist | checklist |  |  | Tier 6: R07 - Holyoake EC-125 600x600 - Return Grille
FCU Template | checklist |  |  | Tier 6: 112-3B-MEP2-AHU023-FCU-008 - Temperzone IMD170Y - FCU 106 L/S OA
HTM02-01 B3_4 Leakage Test | checklist |  |  | Tier 6: 112-3B-DPU-AVSU-13 - Beacon Meades or Equal and Approved - Area Valve Service Unit
HTM02-01 B3_4 Leakage Test | checklist |  |  | Tier 6: 112-3B-DPU-AVSU-14 - Beacon Meades or Equal and Approved - Area Valve Service Unit
| step |  |  | Tier 3: WAM-RLS-112-AR-62-0801
Grilles & Diffusers QA Checklist | checklist |  |  | Tier 4: 03DPU096; Tier 5: 1 Bed - (Class N Isolation); Tier 6: S06 - Holyoake CFPP 600/30 600x600 - Supply Grille
Grilles & Diffusers QA Checklist | checklist |  |  | Tier 6: E13 - Holyoake RL23 1000x1000 - Extract/Transfer Grille
HTM02-01 B3_4 Leakage Test | checklist |  |  | Tier 6: OUT102 - Medical Air Outlet
HTM02-01 B3_4 Leakage Test | checklist |  |  | Tier 6: OUT202 - Oxygen Outlet
HTM02-01 B3_4 Leakage Test | checklist |  |  | Tier 6: OUT502 - Outlet Suction
Grilles & Diffusers QA Checklist | checklist |  |  | Tier 4: 03DPU097; Tier 5: Ensuite; Tier 6: E02 - Holyoake EC-125 300x300 - Extract/Transfer Grille
Grilles & Diffusers QA Checklist | checklist |  |  | Tier 4: 03DPU090; Tier 5: Bay - Linen; Tier 6: S05 - Holyoake CFPP 600/30 600x600 - Supply Grille
Grilles & Diffusers QA Checklist | checklist |  |  | Tier 6: FD - Fire Damper 400x300 - Fire Damper
Grilles & Diffusers QA Checklist | checklist |  |  | Tier 4: 03DPU091; Tier 5: Scope Reprocessing Dirty (Interim State); Tier 6: S09 - Camfil MG H14 HEPA Terminal 600x600 - Supply Grille
Grilles & Diffusers QA Checklist | checklist |  |  | Tier 6: T04 - Holyoake EC-125 600x300 - Extract/transfer Grille
Grilles & Diffusers QA Checklist | checklist |  |  | Tier 6: E05 - Holyoake EC-125 450x450 - Extract/Transfer Grille
Grilles & Diffusers QA Checklist | checklist |  |  | Tier 4: 03DPU092; Tier 5: Scope Reprocessing Clean (Interim State); Tier 6: S09 - Camfil MG H14 HEPA Terminal 600x600 - Supply Grille
Grilles & Diffusers QA Checklist | checklist |  |  | Tier 6: T04 - Holyoake EC-125 600x300 - Extract/transfer Grille
| step |  |  | Tier 4: 03TRA012; Tier 5: Corridor
Grilles & Diffusers QA Checklist | checklist |  |  | Tier 6: R02 - Holyoake EC-125 300x300 - Return Grille
Grilles & Diffusers QA Checklist | checklist |  |  | Tier 6: T06 - Holyoake EC-125 600x600 - Extract/Transfer Grille
Grilles & Diffusers QA Checklist | checklist |  |  | Tier 6: S05 - Holyoake CFPP 600/30 600x600 - Supply Grille
Grilles & Diffusers QA Checklist | checklist |  |  | Tier 4: 03DPU093; Tier 5: Disposal; Tier 6: E03 - Holyoake EC-125 600x300 - Extract/Transfer Grille
Grilles & Diffusers QA Checklist | checklist |  |  | Tier 6: T06 - Holyoake EC-125 600x600 - Extract/Transfer Grille
FCU Template | checklist |  |  | Tier 6: 112-3B-MEP2-AHU023-FCU-009 - Temperzone IMDL40Y - FCU 25 L/S OA
FCU Template | checklist |  |  | Tier 6: 112-3B-MEP2-AHU023-FCU-010 - Temperzone IMDL280Y - FCU 30 L/S OA
| step |  |  | Tier 4: 03ENG012; Tier 5: Communications
DX AC Unit Install | checklist |  |  | Tier 6: 112-3B-MEP2-ACU-008 - PKFY-P100VKM-E 1840x1858x740 - Mitsubishi Electric Wall mounted Indoor unit .
| step |  |  | Tier 4: Ceiling
HTM02-01 B3_4 Leakage Test | checklist |  |  | Tier 5: O2 - Oxygen Copper
HTM02-01 B3_4 Leakage Test | checklist |  |  | Tier 5: MA - Medical Air Copper
HTM02-01 B3_4 Leakage Test | checklist |  |  | Tier 5: VAC - Medical Vacuum Copper
| step |  |  | Tier 1: Level 4
| step |  |  | Tier 2: Zone 1
| step |  |  | Tier 3: BCA-DWD-112-ME-30450 / BCA-DWD-112-MG-60002
| step |  |  | Tier 4: 04ENG018; Tier 5: Vacuum Plant
HTM02-01 B3_4 Leakage Test | checklist |  |  | Tier 6: 112-4A-BLG-AGS-02 - Beacon Meades AGS 1560 Duplex - Radial type 600 L/m Anesthetic gas Scavenging System
HTM02-01 B3_4 Leakage Test | checklist |  |  | Tier 6: 112-4A-DPU-AGS-01 - Beacon Meades AGS 520 Duplex - Radial type 300 L/m Anesthetic gas Scavenging System
HTM02-01 B3_4 Leakage Test | checklist |  |  | Tier 6: 112-4A-BLG-VAC-01 - Beacon Meades or Equal and Approved - Rotary Vane 1600 L/m type Quadruplex Medical Vacuum System
| step |  |  | Tier 4: 04ENG019; Tier 5: Medical Air Plant
HTM02-01 B3_4 Leakage Test | checklist |  |  | Tier 6: 112-4A-BLG-COMP-03 - Beacon Meades or Equal and Approved - Screw Type 1600 L/m Triplex Medical/Surgical Air Plant
| step |  |  | Tier 4: 04ENG001; Tier 5: Plant Room
Filters Template | checklist |  |  | Tier 6: 112-4A-OAF002-FLT-013 - IPSCO AL50 1200x950 - Filter type 3 2300 L/s
| step |  |  | Tier 4: Ceiling
HTM02-01 B3_4 Leakage Test | checklist |  |  | Tier 5: AGS - Anesthetic Gas Scavenging Copper
HTM02-01 B3_4 Leakage Test | checklist |  |  | Tier 5: VAC - Medical Vacuum Copper
HTM02-01 B3_4 Leakage Test | checklist |  |  | Tier 5: MA - Medical Air Copper
HTM02-01 B3_4 Leakage Test | checklist |  |  | Tier 5: SA - Surgical Air Copper
HTM02-01 B3_4 Leakage Test | checklist |  |  | Tier 5: DCA - Dental Compressed Air Copper
HTM02-01 B3_4 Leakage Test | checklist |  |  | Tier 5: CANon Patient Compressed Air Copper
HTM02-01 B3_4 Leakage Test | checklist |  |  | Tier 5: AGS (L3) - Anesthetic Gas Scanvenging Copper
| step |  |  | Tier 2: Zone 2
| step |  |  | Tier 3: BCA-DWD-112-MG-20401 / BCA-DWD-112-ME-30451 / BCA-DWD-112-ME-20451
| step |  |  | Tier 2: Zone 3
| step |  |  | Tier 3: BCA-DWD-112-ME-30452 / BCA-DWD-112-ME-20452
| step |  |  | Tier 4: 04ENG016; Tier 5: Boiler Room
Filters Template | checklist |  |  | Tier 6: 112-4A-EAF014-FLT-016 - Camsafe DR14-610X610X292-P0-WW-V HEPA and 3GGM-242412-95 610x610 - Filter type 8/14 235L/s
Filters Template | checklist |  |  | Tier 6: 112-4A-OAF003-FLT-002 - IPSCO AL50 3250x1100 - Filter type 2 2000L/s
| step |  |  | Tier 2: Zone 4
| step |  |  | Tier 3: BCA-DWD-112-ME-30453 / BCA-DWD-112-ME-20453 / BCA-DWD-112-MG-20401
| step |  |  | Tier 4: 04ENG010; Tier 5: UPS
Filters Template | checklist |  |  | Tier 6: 112-4A-EAF020-FLT-005 - IPSCO AL50 750x750 - Filter Type 3 560 L/s
Filters Template | checklist |  |  | Tier 6: 112-4A-EAF020-FLT-025 - IPSCO AL50 750x750 - Filter Type 3 560 L/s
Grilles & Diffusers QA Checklist | checklist |  |  | Tier 6: T11 - Holyoake RL23 750x750 - Transfer Grille
Grilles & Diffusers QA Checklist | checklist |  |  | Tier 6: T11 - Holyoake RL23 750x750 - Transfer Grille
FCU Template | checklist |  |  | Tier 6: 112-4A-BAT-OAF004-FCU-007 - Temperzone IMD280Y - FCU 980 L/S Min
| step |  |  | Tier 4: 04ENG011; Tier 5: UPS
Grilles & Diffusers QA Checklist | checklist |  |  | Tier 6: T11 - Holyoake RL23 750x750 - Transfer Grille
Grilles & Diffusers QA Checklist | checklist |  |  | Tier 6: T11 - Holyoake RL23 750x750 - Transfer Grille
Filters Template | checklist |  |  | Tier 6: 112-4A-EAF019-FLT-004 - IPSCO AL50 750x750 - Filter Type 3 560 L/s
Filters Template | checklist |  |  | Tier 6: 112-4A-EAF019-FLT-024 - IPSCO AL50 750x750 - Filter Type 3 560 L/s
FCU Template | checklist |  |  | Tier 6: 112-4A-BAT-OAF004-FCU-008 - Temperzone IMD280Y - FCU 980 L/S Min
DX AC Unit Install | checklist |  |  | Tier 4: 04ENG012; Tier 5: Communications Room; Tier 6: 112-4A-MEP5-ACU-010 - PKFY-P100VKM-E - Mitsubishi Electric Wall mounted Indoor unit .
DX AC Unit Install | checklist |  |  | Tier 6: 112-4A-MEP5-ACU-011 - PKFY-P100VKM-E - Mitsubishi Electric Wall mounted Indoor unit .
DX AC Unit Install | checklist |  |  | Tier 6: 112-4A-MEP5-ACU-012 - PKFY-P100VKM-E - Mitsubishi Electric Wall mounted Indoor unit .
DX AC Unit Install | checklist |  |  | Tier 6: 112-4A-COM-OAF004-PCU-003 - Stulz CCU 260 - 2030 L/s Process Cooling Unit
DX AC Unit Install | checklist |  |  | Tier 6: 112-4A-COM-OAF004-PCU-002 - Stulz CCU 260 - 2030 L/s Process Cooling Unit
DX AC Unit Install | checklist |  |  | Tier 6: 112-4A-COM-OAF004-PCU-001 - Stulz CCU 260 - 2030 L/s Process Cooling Unit
DX AC Unit Install | checklist |  |  | Tier 4: 04ENG013; Tier 5: Communications Room; Tier 6: 112-4A-MEP5-ACU-009 - PKFY-P100VKM-E - Mitsubishi Electric Wall mounted Indoor unit .
Grilles & Diffusers QA Checklist | checklist |  |  | Tier 6: S12 - Holyoake DDL 900x400 - Supply Grille
Grilles & Diffusers QA Checklist | checklist |  |  | Tier 6: R12 - Holyoake RL23 900x400 - Return Grille
FCU Template | checklist |  |  | Tier 6: 112-4B-COM-OAF005-FCU-009 - Temperzone IMD95Y - FCU 290 L/s Min
| step |  |  | Tier 4: Ceiling
HTM02-01 B3_4 Leakage Test | checklist |  |  | Tier 5: CANon Patient Compressed Air Copper
HTM02-01 B3_4 Leakage Test | checklist |  |  | Tier 5: DCA - Dental Compressed Air Copper
HTM02-01 B3_4 Leakage Test | checklist |  |  | Tier 5: SA - Surgical Air Copper
HTM02-01 B3_4 Leakage Test | checklist |  |  | Tier 5: MA - Medical Air Copper
HTM02-01 B3_4 Leakage Test | checklist |  |  | Tier 5: VAC - Medical Vacuum Copper
HTM02-01 B3_4 Leakage Test | checklist |  |  | Tier 5: AGS - Anesthetic Gas Scavenging Copper
HTM02-01 B3_4 Leakage Test | checklist |  |  | Tier 5: AGS (L3) - Anesthetic Gas Scanvenging Copper
| step |  |  | Tier 2: Zone 5
| step |  |  | Tier 3: BCA-DWD-112-ME-30454 / BCA-DWD-112-ME-20454 / BCA-DWD-112-MG-20402
Grilles & Diffusers QA Checklist | checklist |  |  | Tier 4: 04ENG001; Tier 5: Plant Room; Tier 6: T13 - Holyoake RL23 1000x10000 - Extract/transfer Grille
FCU Template | checklist |  |  | Tier 6: 112-4A-UPS-OAF004-FCU-005 - Temperzone IMD550Y - FCU 50 L/S OA
HTM02-01 B3_4 Leakage Test | checklist |  |  | Tier 6: 112-4B-MDU-AGS-04 - Beacon Meades AGS 520 Duplex - Radial type 300 L/m Anesthtic Gas Scavenging System
Filters Template | checklist |  |  | Tier 6: 112-4A-EAF021-FLT-007 - IPSCO AL50 1000x1000 - Type 3 1000 L/s
| step |  |  | Tier 2: Zone 6
| step |  |  | Tier 3: BCA-DWD-112-ME-30455 / BCA-DWD-112-ME-20455
| step |  |  | Tier 4: 04ENG008; Tier 5: UPS
Grilles & Diffusers QA Checklist | checklist |  |  | Tier 6: T13 - Holyoake RL23 1000x10000 - Extract/transfer Grille
Grilles & Diffusers QA Checklist | checklist |  |  | Tier 6: T16 - Holyoake RL23 1200x600 - Extract/transfer Grille
Filters Template | checklist |  |  | Tier 6: 112-4A-EAF022-FLT-011 - IPSCO AL50 1200x600 - Type 3 720 L/s
| step |  |  | Tier 4: 04ENG009; Tier 5: UPS
Grilles & Diffusers QA Checklist | checklist |  |  | Tier 6: T16 - Holyoake RL23 1200x600 - Extract/transfer Grille
Filters Template | checklist |  |  | Tier 6: 112-4A-EAF022-FLT-006 - IPSCO AL50 1000x1000 - Type 3 1000 L/s
Filters Template | checklist |  |  | Tier 6: 112-4A-EAF022-FLT-014 - IPSCO AL50 1200x600 - Type 3 720 L/s
Humidifier Install Template | checklist |  |  | Tier 4: 04ENG005; Tier 5: Main Switchbaord; Tier 6: 112-4B-AHU014-HUM-01 - Eurotech UE005YLCC1 / Condair EL 8 - 250 L/s 4.7 kg/hr 3.7kW Humidifier
Humidifier Install Template | checklist |  |  | Tier 6: 112-4B-AHU014-HUM-02 - Eurotech UE005YLCC1 / Condair EL 8 - 250 L/s 4.7 kg/hr 3.7kW Humidifier
Humidifier Install Template | checklist |  |  | Tier 6: 112-4B-AHU014-HUM-03 - Eurotech UE005YLCC1 / Condair EL 8 - 250 L/s 4.7 kg/hr 3.7kW Humidifier
Humidifier Install Template | checklist |  |  | Tier 6: 112-4B-AHU014-HUM-04 - Eurotech UE005YLCC1 / Condair EL 10 - 370 L/s 7 kg/hr 6 kW Humidifier
Grilles & Diffusers QA Checklist | checklist |  |  | Tier 6: R15 - Holyoake RL23 1200x600 - Retrun Grille
Grilles & Diffusers QA Checklist | checklist |  |  | Tier 6: S15 - Holyoake DDL 1200x600 - Supply Grille
Grilles & Diffusers QA Checklist | checklist |  |  | Tier 4: 04ENG006; Tier 5: Main Switchboard; Tier 6: R15 - Holyoake RL23 1200x600 - Retrun Grille
Grilles & Diffusers QA Checklist | checklist |  |  | Tier 6: S15 - Holyoake DDL 1200x600 - Supply Grille
FCU Template | checklist |  |  | Tier 4: 04ENG001; Tier 5: Plant Room; Tier 6: 112-4A-SWR-OAF005-FCU-001 - Temperzone IMD420Y - FCU 1305 L/s Minimum
FCU Template | checklist |  |  | Tier 6: 112-4A-SWR-OAF005-FCU-002 - Temperzone IMD420Y - FCU 1305 L/s Minimum
Filters Template | checklist |  |  | Tier 6: 112-4A-OAF006-FLT-009 - IPSCO AL50 1600x1000 - Type 3 3100 L/s
Filters Template | checklist |  |  | Tier 6: 112-4A-OAF005-FLT-008 - IPSCO AL50 400x400 - Type 3 200 L/s
Filters Template | checklist |  |  | Tier 6: 112-4A-OAF004-FLT-003 - IPSCO AL50 400x400 - Type 3 320 L/s
DX AC Unit Install | checklist |  |  | Tier 6: 112-4A-MEP5-ODU-002 - PUHY-P300YNW-A-AU-BS - Single Stage Compression Mitsubishi Electric Outdoor Unit
DX AC Unit Install | checklist |  |  | Tier 6: 112-4A-MEP5-ODU-001 - PUHY-P550YSNW-A-AU-BS - 2 Stage Compression Mitsubishi Electric Outdoor Unit
FCU Template | checklist |  |  | Tier 6: 112-4A-UPS-OAF004-FCU-006 - Temperzone IMD550Y - FCU 2100 L/s Min
| step |  |  | Tier 2: Zone 7
| step |  |  | Tier 3: BCA-DWD-112-ME-20456 / BCA-DWD-112-MG-20402 / BCA-DWD-112-ME-30456
| step |  |  | Tier 4: 04ENG001; Tier 5: Plant Room
Filters Template | checklist |  |  | Tier 6: 112-4B-OT02-FLT-021 - IPSCO AL50 500x500 - Type 2 490 L/s
Filters Template | checklist |  |  | Tier 6: 112-4B-OT04-FLT-023 - IPSCO AL50 450x450 - Type 2 490 L/s
Filters Template | checklist |  |  | Tier 6: 112-4B-OT03-FLT-022 - IPSCO AL50 450x450 - Type 2 490 L/s
Filters Template | checklist |  |  | Tier 6: 112-4A-OAF007-FLT-010 - IPSCO AL50 1300x1200 - Type 3 3100 L/s
Filters Template | checklist |  |  | Tier 6: 112-4B-OT01-FLT-020 - IPSCO AL50 450x450 - Type 2 490 L/s
HTM02-01 B3_4 Leakage Test | checklist |  |  | Tier 6: 112-4B-MDU-AGS-03 - Beacon Meades AGS 520 Duplex - Radial type 300 L/m Anesthtic Gas Scavenging System
| step |  |  | Tier 2: Zone 10
| step |  |  | Tier 3: BCA-DWD-112-ME-30459 / BCA-DWD-112-ME-20459; Tier 4: 04ENG001; Tier 5: Plant Room
Filters Template | checklist |  |  | Tier 6: 112-4B-EAF030-FLT-017 - Camsafe DR14-610X610X292-P0-WW-V HEPA and 3GGM-242412-95 610x610 - Type 8/14 300 L/s
DX AC Unit Install | checklist |  |  | Tier 6: 112-4A-MEP5-ODU-003 - PUHY-P400YNW-A-AU-BS - 2 Stage Compression Mitsubihsi Electric Outdoor Unit
| step |  |  | Tier 4: 04TRA001; Tier 5: Corridor
Grilles & Diffusers QA Checklist | checklist |  |  | Tier 6: T11 (?) - Holyoake RL23 750x750 (?) - Extract/Transfer Grille (?)
| step |  |  | Tier 1: Level 5
| step |  |  | Tier 2: Sheet 2
| step |  |  | Tier 3: BCA-DWD-112-ME-30502 / BCA-DWD-112-ME-20502
Chiller QA Checklist | checklist |  |  | Tier 4: 112-5A-BLG-HP-003 - Trane CXAF190HE XLN - Reverse Cycle Heat Pump Chiller (2 Pipe)
Chiller QA Checklist | checklist |  |  | Tier 4: 112-5A-BLG-HP-004 - Trane CMAF190HE - 4 Pipe Simultaneous Heating/Cooling Heatpump chiller complete with 2 hydronic modules (integral VSD Htg and Clg Pumps (150kPa ESP), strainer, IR valve, expansion tank, flow switches) and EC Fans
| step |  |  | Tier 1: Riser 5
HTM02-01 B3_4 Leakage Test | checklist |  |  | Tier 2: Carbon Dioxode Copper
HTM02-01 B3_4 Leakage Test | checklist |  |  | Tier 2: Surgical Air Copper
HTM02-01 B3_4 Leakage Test | checklist |  |  | Tier 2: Oxygen Copper
HTM02-01 B3_4 Leakage Test | checklist |  |  | Tier 2: Medical Air Copper
HTM02-01 B3_4 Leakage Test | checklist |  |  | Tier 2: Medial Vacuum Copper
HTM02-01 B3_4 Leakage Test | checklist |  |  | Tier 2: Non Patient Compressed Air Copper
HTM02-01 B3_4 Leakage Test | checklist |  |  | Tier 2: Anesthetic Gas Scavenging Copper
Note on H470: [Threaded comment] Your version of Excel allows you to read this threaded comment; however, any edits to it will get removed if the file is opened in a newer version of Excel. Learn more: https://go.microsoft.com/fwlink/?linkid=870924 Comment: Starting between 00WCO013 & 00WCO025 and going ACW around 00WCO019 Block