## Instructions
Service Masters | Description | Sub-contractor Action
Grouping / Category | Trade e.g. Electrical, HVAC, Fire, Plumbing etc. | N/A
Asset Description | Description of asset e.g. fire sprinkler, fire pump, fire blanket relating to Grouping/Category. | N/A
Frequency | PM frequency per Asset Description - 1Y = Annual PM Service; 6M = Six Monthly PM Service; 1M = Monthly PM Service. Details to be provided by Ventia, where required frequency will be determined in consultation with the sub-contractor where feedback has been provided. | Consult Ventia (if required)
Asset Qty | Total number of individual assets as per Asset Description e.g. 24 fire blankets. Details to be provided by Ventia. | N/A
Per Unit Rate | PM Cost (Ex GST) - per asset / frequency. Cost MUST include all cost associated with servicing of each individual asset, including any associated log books etc. | Provide per unit / per frequency rate.
Expected Total Value per Planned Maintenance Work Order | Calculated total cost - per Asset & Frequency. e.g. 24 fire blankets @ $7.58 each @ 6M = $181.92 Ex GST. | Auto Calculated
Tenderer Comments | Additional information provided by sub-contractor relating to specific asset description. E.g. PM frequency will need to be reviewed etc. | Sub-contractor Additional Information
Maintenance Plan
Details provided under this tab are as per above, including: • 12 month job plan for each Asset Description; • Assigned month for PM to be completed for each Asset Description; and • Job cost per Asset / Frequency. Information contained in the Maintenance Plan is dependant on information provided in Service Masters tab. Note: Vendor to issue invoice on completion of PM service e.g. monthly, six monthly or annually. Payment will be made as per job plan / schedule.
Tenderer Instructions
This workbook is to be used to set up maintenance plans within Ventia systems to ensure the following is achieved:
• Maintenance plans are created in-line with expectations of Sub-contractor, the Department, and Ventia;
• Unit costs are understood and recorded as per the Departments requirements to understand the true cost of assets under management;
• Schedules of services and expected costs must be clear; and
• Contractor to complete Service Master Sheet and enter details in Pink cells ONLY.
To achieve the desired outcome, two separate sheets require populating with information for setting up these plans.
Sheet: Service Masters (to be populated by Tenderer)
• This pricing sheet is to be completed by sub-contractor (tenderer) for preventative maintenance (PM) service of individual assets by frequency;
• Asset details will be provided by Ventia, sub-contractor to provide single unit pricing per asset, per frequency;
• Pricing MUST include all cost associated with servicing of individual assets, including any Log Books required to complete the service and any other items required to complete PM service;
• All prices are GST Exclusive; and
• PM frequency to be nominated by Ventia, if there is a requirement to adjust the frequency,sub-contractor to provide details in Tenderer Comments section against the asset;
Sheet: Maintenance Plan (Ventia Use Only)
• This sheet is used to communicate the structure of the maintenance plans, from the view of expected work order output;
• Each row is used to define the work orders to be released;
• PM cost tracking is based on information provided in Service Masters Sheet;
• Payment schedule and cost associated with PM service is auto calculated; and
• Total annual cost calculation per Asset Description.
Note: Refer to highlighted items in orange for relationship between Service Masters & Maintenance Plan Sheets.
(Please note - this information is an example only).

## Service Masters
Service Masters - Western Plains Correctional Centre (Plumbing)
Vendor to Tender:
| Annual Total: | 0
Grouping / Category | Asset Description | Frequency | Concat(Freq¦Desc) | Asset Qty | Per Unit Rate | Expected Total Value per Planned Maintenance Work Order | Ventia Comments | Tenderer Comments
Plumbing | Backflow Prevention Device | 1Y | 1Y¦Backflow Prevention Device | 146 |  | 0 | Per AS/NZS 2845.3-2020
Plumbing | Domestic Hot Water Service | 1Y | 1Y¦Domestic Hot Water Service | 39 |  | 0 | Per AS 3498-2020 and OEM recommendation
Plumbing | Tank - Potable Water | 1Y | 1Y¦Tank - Potable Water | 2 |  | 0 | Per OEM and relevant standards
Plumbing | Thermostatic Mixing Valves | 1Y | 1Y¦Thermostatic Mixing Valves | 1414 |  | 0 | Per AS 4032.3-2022
|  |  | ¦ |  |  | 0
Tenderer Additional Information below this line only
Grouping / Category | Asset Description | Frequency |  | Asset Qty | Per Unit Rate | Expected Total Value per Planned Maintenance Work Order |  | Tenderer Comments
Example Grouping | Example Asset/ Service Description | 1M | 1M¦Example Asset/ Service Description | 1 |  | 0
|  |  | ¦ |  |  | 0
|  |  | ¦ |  |  | 0
|  |  | ¦ |  |  | 0
|  |  | ¦ |  |  | 0
|  |  | ¦ |  |  | 0
|  |  | ¦ |  |  | 0
|  |  | ¦ |  |  | 0
|  |  | ¦ |  |  | 0
|  |  | ¦ |  |  | 0
|  |  | ¦ |  |  | 0
|  |  | ¦ |  |  | 0
|  |  | ¦ |  |  | 0
|  |  | ¦ |  |  | 0
|  |  | ¦ |  |  | 0
|  |  | ¦ |  |  | 0
|  |  | ¦ |  |  | 0
|  |  | ¦ |  |  | 0
|  |  | ¦ |  |  | 0
|  |  | ¦ |  |  | 0
|  |  | ¦ |  |  | 0
|  |  | ¦ |  |  | 0
|  |  | ¦ |  |  | 0
|  |  | ¦ |  |  | 0
|  |  | ¦ |  |  | 0
|  |  | ¦ |  |  | 0
|  |  | ¦ |  |  | 0
|  |  | ¦ |  |  | 0
|  |  | ¦ |  |  | 0
|  |  | ¦ |  |  | 0
|  |  | ¦ |  |  | 0
|  |  | ¦ |  |  | 0
|  |  | ¦ |  |  | 0
|  |  | ¦ |  |  | 0
|  |  | ¦ |  |  | 0
|  |  | ¦ |  |  | 0
|  |  | ¦ |  |  | 0
|  |  | ¦ |  |  | 0
|  |  | ¦ |  |  | 0
|  |  | ¦ |  |  | 0
|  |  | ¦ |  |  | 0
|  |  | ¦ |  |  | 0
|  |  | ¦ |  |  | 0
|  |  | ¦ |  |  | 0
|  |  | ¦ |  |  | 0
|  |  | ¦ |  |  | 0
|  |  | ¦ |  |  | 0
|  |  | ¦ |  |  | 0
|  |  | ¦ |  |  | 0
|  |  | ¦ |  |  | 0
|  |  | ¦ |  |  | 0
|  |  | ¦ |  |  | 0
|  |  | ¦ |  |  | 0
|  |  | ¦ |  |  | 0
|  |  | ¦ |  |  | 0
|  |  | ¦ |  |  | 0
|  |  | ¦ |  |  | 0
|  |  | ¦ |  |  | 0
|  |  | ¦ |  |  | 0
|  |  | ¦ |  |  | 0
|  |  | ¦ |  |  | 0
|  |  | ¦ |  |  | 0
|  |  | ¦ |  |  | 0
|  |  | ¦ |  |  | 0
|  |  | ¦ |  |  | 0
|  |  | ¦ |  |  | 0
|  |  | ¦ |  |  | 0
|  |  | ¦ |  |  | 0
|  |  | ¦ |  |  | 0
|  |  | ¦ |  |  | 0
|  |  | ¦ |  |  | 0
|  |  | ¦ |  |  | 0
|  |  | ¦ |  |  | 0
|  |  | ¦ |  |  | 0
|  |  | ¦ |  |  | 0
|  |  | ¦ |  |  | 0
|  |  | ¦ |  |  | 0
|  |  | ¦ |  |  | 0
|  |  | ¦ |  |  | 0
|  |  | ¦ |  |  | 0
|  |  | ¦ |  |  | 0
|  |  | ¦ |  |  | 0
|  |  | ¦ |  |  | 0
|  |  | ¦ |  |  | 0
|  |  | ¦ |  |  | 0
|  |  | ¦ |  |  | 0
|  |  | ¦ |  |  | 0
|  |  | ¦ |  |  | 0
|  |  | ¦ |  |  | 0
|  |  | ¦ |  |  | 0
|  |  | ¦ |  |  | 0
|  |  | ¦ |  |  | 0
|  |  | ¦ |  |  | 0
|  |  | ¦ |  |  | 0
|  |  | ¦ |  |  | 0
|  |  | ¦ |  |  | 0
|  |  | ¦ |  |  | 0
|  |  | ¦ |  |  | 0
|  |  | ¦ |  |  | 0
|  |  | ¦ |  |  | 0
|  |  | ¦ |  |  | 0
|  |  | ¦ |  |  | 0
|  |  | ¦ |  |  | 0
|  |  | ¦ |  |  | 0
|  |  | ¦ |  |  | 0
|  |  | ¦ |  |  | 0
|  |  | ¦ |  |  | 0
|  |  | ¦ |  |  | 0
|  |  | ¦ |  |  | 0
|  |  | ¦ |  |  | 0
|  |  | ¦ |  |  | 0
|  |  | ¦ |  |  | 0
|  |  | ¦ |  |  | 0
|  |  | ¦ |  |  | 0
|  |  | ¦ |  |  | 0
|  |  | ¦ |  |  | 0
|  |  | ¦ |  |  | 0
|  |  | ¦ |  |  | 0
|  |  | ¦ |  |  | 0
|  |  | ¦ |  |  | 0
|  |  | ¦ |  |  | 0
|  |  | ¦ |  |  | 0
|  |  | ¦ |  |  | 0
|  |  | ¦ |  |  | 0
|  |  | ¦ |  |  | 0
|  |  | ¦ |  |  | 0
|  |  | ¦ |  |  | 0
|  |  | ¦ |  |  | 0
|  |  | ¦ |  |  | 0
|  |  | ¦ |  |  | 0
|  |  | ¦ |  |  | 0

## Maintenance Plan
Annual Maintenance Plan Summary - Draft Western Plains Correctional Centre (Plumbing)
|  | Nov 2023 to Oct 2024 | [13 empty] | 0
|  |  |  | Job Plan - 12 Months | [11 empty] | Job Cost - 12 Months
Grouping / Category | Asset/ Service Description | Frequency | Qty | 2023-11-01 | 2023-12-01 | 2024-01-01 | 2024-02-01 | 2024-03-01 | 2024-04-01 | 2024-05-01 | 2024-06-01 | 2024-07-01 | 2024-08-01 | 2024-09-01 | 2024-10-01 | 2023-11-01 | 2023-12-01 | 2024-01-01 | 2024-02-01 | 2024-03-01 | 2024-04-01 | 2024-05-01 | 2024-06-01 | 2024-07-01 | 2024-08-01 | 2024-09-01 | 2024-10-01 | Total Annual Cost
Plumbing | Backflow Prevention Device | 1Y | 146 | [11 empty] | 1Y | 0 | 0 | 0 | 0 | 0 | 0 | 0 | 0 | 0 | 0 | 0 | 0 | 0
Plumbing | Domestic Hot Water Service | 1Y | 39 | [11 empty] | 1Y | 0 | 0 | 0 | 0 | 0 | 0 | 0 | 0 | 0 | 0 | 0 | 0 | 0
Plumbing | Tank - Potable Water | 1Y | 2 | [11 empty] | 1Y | 0 | 0 | 0 | 0 | 0 | 0 | 0 | 0 | 0 | 0 | 0 | 0 | 0
Plumbing | Thermostatic Mixing Valves | 1Y | 1414 | [11 empty] | 1Y | 0 | 0 | 0 | 0 | 0 | 0 | 0 | 0 | 0 | 0 | 0 | 0 | 0
[16 empty] | 0 | 0 | 0 | 0 | 0 | 0 | 0 | 0 | 0 | 0 | 0 | 0 | 0
Tenderer Additional Information below this line only | [27 empty] | 0
Example Grouping | Example Asset/ Service Description | Example Frequency | Example QTY | [12 empty] | 0 | 0 | 0 | 0 | 0 | 0 | 0 | 0 | 0 | 0 | 0 | 0 | 0
[16 empty] | 0 | 0 | 0 | 0 | 0 | 0 | 0 | 0 | 0 | 0 | 0 | 0 | 0
[16 empty] | 0 | 0 | 0 | 0 | 0 | 0 | 0 | 0 | 0 | 0 | 0 | 0 | 0
[16 empty] | 0 | 0 | 0 | 0 | 0 | 0 | 0 | 0 | 0 | 0 | 0 | 0 | 0
[16 empty] | 0 | 0 | 0 | 0 | 0 | 0 | 0 | 0 | 0 | 0 | 0 | 0 | 0
[16 empty] | 0 | 0 | 0 | 0 | 0 | 0 | 0 | 0 | 0 | 0 | 0 | 0 | 0
[16 empty] | 0 | 0 | 0 | 0 | 0 | 0 | 0 | 0 | 0 | 0 | 0 | 0 | 0
[16 empty] | 0 | 0 | 0 | 0 | 0 | 0 | 0 | 0 | 0 | 0 | 0 | 0 | 0
[16 empty] | 0 | 0 | 0 | 0 | 0 | 0 | 0 | 0 | 0 | 0 | 0 | 0 | 0
[16 empty] | 0 | 0 | 0 | 0 | 0 | 0 | 0 | 0 | 0 | 0 | 0 | 0 | 0
[16 empty] | 0 | 0 | 0 | 0 | 0 | 0 | 0 | 0 | 0 | 0 | 0 | 0 | 0
[16 empty] | 0 | 0 | 0 | 0 | 0 | 0 | 0 | 0 | 0 | 0 | 0 | 0 | 0
[16 empty] | 0 | 0 | 0 | 0 | 0 | 0 | 0 | 0 | 0 | 0 | 0 | 0 | 0
[16 empty] | 0 | 0 | 0 | 0 | 0 | 0 | 0 | 0 | 0 | 0 | 0 | 0 | 0
[16 empty] | 0 | 0 | 0 | 0 | 0 | 0 | 0 | 0 | 0 | 0 | 0 | 0 | 0

## SOR
REACTIVE MAINTENANCE - LABOUR COSTS |  | Business Hours |  | After Hours |  | Weekends |  | Public Holidays |  | Comments or additional considerations
SCHEDULE OF RATES - Electrical |  | 0800 - 1700 Monday to Friday |  | 1700 - 0800 Monday to Friday |  | Saturday & Sunday |  | Gazetted Public Holidays
Service | Trades | Hourly labour rate |  | Call out fee | Hourly labour rate | Call out fee | Hourly labour rate | Call out fee | Hourly labour rate
Electrical | Electrical Supervisor | 0 |  | 0 | 0 | 0 | 0 | 0 | 0
Electrical | Electrician | 0 |  | 0 | 0 | 0 | 0 | 0 | 0
Electrical | Electrician HV | 0 |  | 0 | 0 | 0 | 0 | 0 | 0
Electrical | Technician - Controls | 0 | 0 | 0 | 0 | 0 | 0 | 0 | 0
Electrical | Technician - Electrical Tester | 0 | 0 | 0 | 0 | 0 | 0 | 0 | 0
Electrical | Technician - Generator | 0 | 0 | 0 | 0 | 0 | 0 | 0 | 0
Electrical | Technician - Transformer | 0 | 0 | 0 | 0 | 0 | 0 | 0 | 0
Electrical | Technician - UPS | 0 | 0 | 0 | 0 | 0 | 0 | 0 | 0
Electrical | Cable Jointer LV | 0 | 0 | 0 | 0 | 0 | 0 | 0 | 0
Electrical | Cable Jointer HV | 0 | 0 | 0 | 0 | 0 | 0 | 0 | 0
Electrical | Apprentice | 0 | 0 | 0 | 0 | 0 | 0 | 0 | 0
Electrical | Solar - Technician | 0 | 0 | 0 | 0 | 0 | 0 | 0 | 0
Electrical | Other - specify | 0 | 0 | 0 | 0 | 0 | 0 | 0 | 0
REACTIVE MAINTENANCE - LABOUR COSTS |  | Business Hours |  | After Hours |  | Weekends |  | Public Holidays |  | Comments or additional considerations
SCHEDULE OF RATES - Electrical test & tag |  | 0800 - 1700 Monday to Friday |  | 1700 - 0800 Monday to Friday |  | Saturday & Sunday |  | Gazetted Public Holidays
Service |  | Hourly labour rate | Per Item | Call out fee | Hourly labour rate | Call out fee | Hourly labour rate | Call out fee | Hourly labour rate
Electrical T&T | Test and Tag - up to 10 items | 0 | N/A | N/A | N/A | N/A | N/A | N/A | N/A
Electrical T&T | Test and Tag - between 11 and 20 items | 0 | N/A | N/A | N/A | N/A | N/A | N/A | N/A
Electrical T&T | Test and Tag - per item inspected in excess of 20 units | N/A | 0 | N/A | N/A | N/A | N/A | N/A | N/A
REACTIVE MAINTENANCE - LABOUR COSTS |  | Business Hours |  | After Hours |  | Weekends |  | Public Holidays |  | Comments or additional considerations
SCHEDULE OF RATES - Fire |  | 0800 - 1700 Monday to Friday |  | 1700 - 0800 Monday to Friday |  | Saturday & Sunday |  | Gazetted Public Holidays
Service | Trades | Hourly labour rate |  | Call out fee | Hourly labour rate | Call out fee | Hourly labour rate | Call out fee | Hourly labour rate
Fire | Supervisor | 0 | 0 | 0 | 0 | 0 | 0 | 0 | 0
Fire | Senior Technical Officer | 0 | 0 | 0 | 0 | 0 | 0 | 0 | 0
Fire | Fire Technician - Automated Protection Systems | 0 | 0 | 0 | 0 | 0 | 0 | 0 | 0
Fire | Fire Technician - Electrical | 0 | 0 | 0 | 0 | 0 | 0 | 0 | 0
Fire | Fire Technician - Mech/Hyd | 0 | 0 | 0 | 0 | 0 | 0 | 0 | 0
Fire | Fire Technician - Tester | 0 | 0 | 0 | 0 | 0 | 0 | 0 | 0
Fire | Engineer - programming | 0 | 0 | 0 | 0 | 0 | 0 | 0 | 0
Fire | Apprentice | 0 | 0 | 0 | 0 | 0 | 0 | 0 | 0
Fire | Other - specify | 0 | 0 | 0 | 0 | 0 | 0 | 0 | 0
REACTIVE MAINTENANCE - LABOUR COSTS |  | Business Hours |  | After Hours |  | Weekends |  | Public Holidays |  | Comments or additional considerations
SCHEDULE OF RATES - General Building trades |  | 0800 - 1700 Monday to Friday |  | 1700 - 0800 Monday to Friday |  | Saturday & Sunday |  | Gazetted Public Holidays
Service | Trades | Hourly labour rate |  | Call out fee | Hourly labour rate | Call out fee | Hourly labour rate | Call out fee | Hourly labour rate
General Building | Supervisor | 0 | 0 | 0 | 0 | 0 | 0 | 0 | 0
General Building | Builder | 0 | 0 | 0 | 0 | 0 | 0 | 0 | 0
General Building | Carpenter | 0 | 0 | 0 | 0 | 0 | 0 | 0 | 0
General Building | Carpet Layer/vinyl | 0 | 0 | 0 | 0 | 0 | 0 | 0 | 0
General Building | Fabricator (Welder / Fitter / other) | 0 | 0 | 0 | 0 | 0 | 0 | 0 | 0
General Building | Glazier | 0 | 0 | 0 | 0 | 0 | 0 | 0 | 0
General Building | Locksmith | 0 | 0 | 0 | 0 | 0 | 0 | 0 | 0
General Building | Painter | 0 | 0 | 0 | 0 | 0 | 0 | 0 | 0
General Building | Plasterer | 0 | 0 | 0 | 0 | 0 | 0 | 0 | 0
General Building | Roofer | 0 | 0 | 0 | 0 | 0 | 0 | 0 | 0
General Building | Tiler | 0 | 0 | 0 | 0 | 0 | 0 | 0 | 0
General Building | Concreter | 0 | 0 | 0 | 0 | 0 | 0 | 0 | 0
General Building | Apprentice | 0 | 0 | 0 | 0 | 0 | 0 | 0 | 0
General Building | Demolition - buildings etc | 0 | 0 | 0 | 0 | 0 | 0 | 0 | 0
General Building | Asphalting- roads gravel line marking | 0 | 0 | 0 | 0 | 0 | 0 | 0 | 0
General Building | Other - specify | 0 | 0 | 0 | 0 | 0 | 0 | 0 | 0
REACTIVE MAINTENANCE - LABOUR COSTS |  | Business Hours |  | After Hours |  | Weekends |  | Public Holidays |  | Comments or additional considerations
SCHEDULE OF RATES - Generator |  | 0800 - 1700 Monday to Friday |  | 1700 - 0800 Monday to Friday |  | Saturday & Sunday |  | Gazetted Public Holidays
Service | Trades | Hourly labour rate |  | Call out fee | Hourly labour rate | Call out fee | Hourly labour rate | Call out fee | Hourly labour rate
Generator | Generator Supervisor | 0 | 0 | 0 | 0 | 0 | 0 | 0 | 0
Generator | Generator Mechanic | 0 | 0 | 0 | 0 | 0 | 0 | 0 | 0
Generator | Generator Electrician | 0 | 0 | 0 | 0 | 0 | 0 | 0 | 0
Generator | Technician - Generator Controls | 0 | 0 | 0 | 0 | 0 | 0 | 0 | 0
Generator | Apprentice | 0 | 0 | 0 | 0 | 0 | 0 | 0 | 0
Generator | Other - specify | 0 | 0 | 0 | 0 | 0 | 0 | 0 | 0
REACTIVE MAINTENANCE - LABOUR COSTS |  | Business Hours |  | After Hours |  | Weekends |  | Public Holidays |  | Comments or additional considerations
SCHEDULE OF RATES - HVAC |  | 0800 - 1700 Monday to Friday |  | 1700 - 0800 Monday to Friday |  | Saturday & Sunday |  | Gazetted Public Holidays
Service | Trades | Hourly labour rate |  | Call out fee | Hourly labour rate | Call out fee | Hourly labour rate | Call out fee | Hourly labour rate
HVAC | Supervisor | 0 | 0 | 0 | 0 | 0 | 0 | 0 | 0
HVAC | Air conditioning and Refrigeration Mechanic | 0 | 0 | 0 | 0 | 0 | 0 | 0 | 0
HVAC | Refrigeration Mechanic - Plant (Chillers, Cooling Towers) | 0 | 0 | 0 | 0 | 0 | 0 | 0 | 0
HVAC | Electrician | 0 | 0 | 0 | 0 | 0 | 0 | 0 | 0
HVAC | Technician - BMS Controls | 0 | 0 | 0 | 0 | 0 | 0 | 0 | 0
HVAC | Apprentice | 0 | 0 | 0 | 0 | 0 | 0 | 0 | 0
HVAC | Other - specify | 0 | 0 | 0 | 0 | 0 | 0 | 0 | 0
REACTIVE MAINTENANCE - LABOUR COSTS |  | Business Hours |  | After Hours |  | Weekends |  | Public Holidays |  | Comments or additional considerations
SCHEDULE OF RATES - Hydraulics / Plumbing |  | 0800 - 1700 Monday to Friday |  | 1700 - 0800 Monday to Friday |  | Saturday & Sunday |  | Gazetted Public Holidays
Service | Trades | Hourly labour rate |  | Call out fee | Hourly labour rate | Call out fee | Hourly labour rate | Call out fee | Hourly labour rate
Hydraulics / Plumbing | Supervisor | 0 | 0 | 0 | 0 | 0 | 0 | 0 | 0
Hydraulics / Plumbing | Gas Fitter | 0 | 0 | 0 | 0 | 0 | 0 | 0 | 0
Hydraulics / Plumbing | Plumber and Drainer | 0 | 0 | 0 | 0 | 0 | 0 | 0 | 0
Hydraulics / Plumbing | Technician - Camera operator (including equipment) | 0 | 0 | 0 | 0 | 0 | 0 | 0 | 0
Hydraulics / Plumbing | Technician - Jet Blasting (including equipment) | 0 | 0 | 0 | 0 | 0 | 0 | 0 | 0
Hydraulics / Plumbing | Technician - Water Treatment Plant | 0 | 0 | 0 | 0 | 0 | 0 | 0 | 0
Hydraulics / Plumbing | Technician - Zip / Billi | 0 | 0 | 0 | 0 | 0 | 0 | 0 | 0
Hydraulics / Plumbing | Pump technician | 0 | 0 | 0 | 0 | 0 | 0 | 0 | 0
Hydraulics / Plumbing | Apprentice | 0 | 0 | 0 | 0 | 0 | 0 | 0 | 0
Hydraulics / Plumbing | Other - specify | 0 | 0 | 0 | 0 | 0 | 0 | 0 | 0
REACTIVE MAINTENANCE - LABOUR COSTS |  | Business Hours |  | After Hours |  | Weekends |  | Public Holidays |  | Comments or additional considerations
SCHEDULE OF RATES - Laundry, Cooking, Gym |  | 0800 - 1700 Monday to Friday |  | 1700 - 0800 Monday to Friday |  | Saturday & Sunday |  | Gazetted Public Holidays
Service | Trades | Hourly labour rate |  | Call out fee | Hourly labour rate | Call out fee | Hourly labour rate | Call out fee | Hourly labour rate
Ldry / Cooking / Gym Eqpt | Supervisor | 0 | 0 | 0 | 0 | 0 | 0 | 0 | 0
Ldry / Cooking / Gym Eqpt | Technician - Commercial Kitchen Equipment Repair | 0 | 0 | 0 | 0 | 0 | 0 | 0 | 0
Ldry / Cooking / Gym Eqpt | Technician - Commercial Laundry Equipment Repair | 0 | 0 | 0 | 0 | 0 | 0 | 0 | 0
Ldry / Cooking / Gym Eqpt | Technician - Gym Equipment | 0 | 0 | 0 | 0 | 0 | 0 | 0 | 0
Ldry / Cooking / Gym Eqpt | Technician - White Goods Repair | 0 | 0 | 0 | 0 | 0 | 0 | 0 | 0
Ldry / Cooking / Gym Eqpt | Apprentice | 0 | 0 | 0 | 0 | 0 | 0 | 0 | 0
Ldry / Cooking / Gym Eqpt | Other - specify | 0 | 0 | 0 | 0 | 0 | 0 | 0 | 0
REACTIVE MAINTENANCE - LABOUR COSTS |  | Business Hours |  | After Hours |  | Weekends |  | Public Holidays |  | Comments or additional considerations
SCHEDULE OF RATES - Pest Control |  | 0800 - 1700 Monday to Friday |  | 1700 - 0800 Monday to Friday |  | Saturday & Sunday |  | Gazetted Public Holidays
Service | Trades | Hourly labour rate |  | Call out fee | Hourly labour rate | Call out fee | Hourly labour rate | Call out fee | Hourly labour rate
Pest Control | Supervisor | 0 | 0 | 0 | 0 | 0 | 0 | 0 | 0
Pest Control | Pest Control Technician | 0 | 0 | 0 | 0 | 0 | 0 | 0 | 0
Pest Control | Pest Control Technician - Termite Inspection | 0 | 0 | 0 | 0 | 0 | 0 | 0 | 0
Pest Control | Apprentice | 0 | 0 | 0 | 0 | 0 | 0 | 0 | 0
Pest Control | Other - specify | 0 | 0 | 0 | 0 | 0 | 0 | 0 | 0
REACTIVE MAINTENANCE - LABOUR COSTS |  | Business Hours |  | After Hours |  | Weekends |  | Public Holidays |  | Comments or additional considerations
SCHEDULE OF RATES - Security |  | 0800 - 1700 Monday to Friday |  | 1700 - 0800 Monday to Friday |  | Saturday & Sunday |  | Gazetted Public Holidays
Service | Trades | Hourly labour rate |  | Call out fee | Hourly labour rate | Call out fee | Hourly labour rate | Call out fee | Hourly labour rate
Security | Supervisor | 0 | 0 | 0 | 0 | 0 | 0 | 0 | 0
Security | Engineer | 0 | 0 | 0 | 0 | 0 | 0 | 0 | 0
Security | Technician - Access Control Systems | 0 | 0 | 0 | 0 | 0 | 0 | 0 | 0
Security | Technician - CCTV systems | 0 | 0 | 0 | 0 | 0 | 0 | 0 | 0
Security | Technician - Security systems | 0 | 0 | 0 | 0 | 0 | 0 | 0 | 0
Security | Technician - Specialist | 0 | 0 | 0 | 0 | 0 | 0 | 0 | 0
Security | Technician - SCADA | 0 | 0 | 0 | 0 | 0 | 0 | 0 | 0
Security | Apprentice | 0 | 0 | 0 | 0 | 0 | 0 | 0 | 0
Security | Other - specify | 0 | 0 | 0 | 0 | 0 | 0 | 0 | 0
REACTIVE MAINTENANCE - LABOUR COSTS |  | Business Hours |  | After Hours |  | Weekends |  | Public Holidays |  | Comments or additional considerations
SCHEDULE OF RATES - Specialised |  | 0800 - 1700 Monday to Friday |  | 1700 - 0800 Monday to Friday |  | Saturday & Sunday |  | Gazetted Public Holidays
Service | Trades | Hourly labour rate |  | Call out fee | Hourly labour rate | Call out fee | Hourly labour rate | Call out fee | Hourly labour rate
Specialised Equipment | Supervisor - MATV | 0 | 0 | 0 | 0 | 0 | 0 | 0 | 0
Specialised Equipment | Technician - MATV | 0 | 0 | 0 | 0 | 0 | 0 | 0 | 0
Specialised Equipment | Apprentice - MATV | 0 | 0 | 0 | 0 | 0 | 0 | 0 | 0
Specialised Equipment | Supervisor - Roof safety Systems | 0 | 0 | 0 | 0 | 0 | 0 | 0 | 0
Specialised Equipment | Technician - Roof safety Systems | 0 | 0 | 0 | 0 | 0 | 0 | 0 | 0
Specialised Equipment | Scaffolder | 0 | 0 | 0 | 0 | 0 | 0 | 0 | 0
Specialised Equipment | Boom Gates & Pneumatic Bollards - Technician | 0 | 0 | 0 | 0 | 0 | 0 | 0 | 0
Specialised Equipment | Fencing Installer | 0 | 0 | 0 | 0 | 0 | 0 | 0 | 0
Specialised Equipment | Other - specify | 0 | 0 | 0 | 0 | 0 | 0 | 0 | 0
REACTIVE MAINTENANCE - LABOUR COSTS |  | Business Hours |  | After Hours |  | Weekends |  | Public Holidays |  | Comments or additional considerations
SCHEDULE OF RATES - Cleaning & Grounds |  | 0800 - 1700 Monday to Friday |  | 1700 - 0800 Monday to Friday |  | Saturday & Sunday |  | Gazetted Public Holidays
Service | Trades | Hourly labour rate |  | Call out fee | Hourly labour rate | Call out fee | Hourly labour rate | Call out fee | Hourly labour rate
Cleaning | Cleaner | 0 | 0 | 0 | 0 | 0 | 0 | 0 | 0 | Rate to include toilets and refuse allowance
Cleaning | Supervisor / Leading Hand | 0 | 0 | 0 | 0 | 0 | 0 | 0 | 0
Cleaning | Forensic/Bio Cleaner | 0 | 0 | 0 | 0 | 0 | 0 | 0 | 0
Cleaning | Carpet Cleaning | 0 | 0 | 0 | 0 | 0 | 0 | 0 | 0
Cleaning | Covid-19 Cleaning | 0 | 0 | 0 | 0 | 0 | 0 | 0 | 0
Cleaning | Window Cleaning | 0 | 0 | 0 | 0 | 0 | 0 | 0 | 0
Grounds | Gardener | 0 | 0 | 0 | 0 | 0 | 0 | 0 | 0
Grounds | Landscaper | 0 | 0 | 0 | 0 | 0 | 0 | 0 | 0
Grounds | Arborist | 0 | 0 | 0 | 0 | 0 | 0 | 0 | 0
REACTIVE MAINTENANCE - LABOUR COSTS |  | Business Hours |  | After Hours |  | Weekends |  | Public Holidays |  | Comments or additional considerations
SCHEDULE OF RATES - Consultancy / Other |  | 0800 - 1700 Monday to Friday |  | 1700 - 0800 Monday to Friday |  | Saturday & Sunday |  | Gazetted Public Holidays
Service | Trades | Hourly labour rate |  | Call out fee | Hourly labour rate | Call out fee | Hourly labour rate | Call out fee | Hourly labour rate
Other | Asbestos Removal | 0 | 0 | 0 | 0 | 0 | 0 | 0 | 0
Other | Hygiene | 0 | 0 | 0 | 0 | 0 | 0 | 0 | 0
Other | Surveyor | 0 | 0 | 0 | 0 | 0 | 0 | 0 | 0
Other | Water Treatment | 0 | 0 | 0 | 0 | 0 | 0 | 0 | 0
Other | Grease trap/Floor waste | 0 | 0 | 0 | 0 | 0 | 0 | 0 | 0
Other | Service Locator | 0 | 0 | 0 | 0 | 0 | 0 | 0 | 0
Consultancy / Engineering | ESM Auditor | 0 | 0 | 0 | 0 | 0 | 0 | 0 | 0
Consultancy / Engineering | Civil | 0 | 0 | 0 | 0 | 0 | 0 | 0 | 0
Consultancy / Engineering | Hydraulic | 0 | 0 | 0 | 0 | 0 | 0 | 0 | 0
Consultancy / Engineering | Electrical | 0 | 0 | 0 | 0 | 0 | 0 | 0 | 0
Consultancy / Engineering | Steel Fabrication | 0 | 0 | 0 | 0 | 0 | 0 | 0 | 0
PROJECT MANAGEMENT - LABOUR COSTS |  | Business Hours |  | After Hours |  | Weekends |  | Public Holidays |  | Comments or additional considerations
SCHEDULE OF RATES - Project Services |  | 0800 - 1700 Monday to Friday |  | 1700 - 0800 Monday to Friday |  | Saturday & Sunday |  | Gazetted Public Holidays
Service | Trades | Hourly labour rate |  | Call out fee | Hourly labour rate | Call out fee | Hourly labour rate | Call out fee | Hourly labour rate
Project Services | Project Officer | 0 | 0 | 0 | 0 | 0 | 0 | 0 | 0 | Include any other additional services you are able to offer
Project Services | Project Scheduler/Coordinator | 0 | 0 | 0 | 0 | 0 | 0 | 0 | 0
Project Services | Project Manager | 0 | 0 | 0 | 0 | 0 | 0 | 0 | 0
REACTIVE MAINTENANCE - LABOUR COSTS |  | Business Hours |  | After Hours |  | Weekends |  | Public Holidays |  | Comments or additional considerations
SCHEDULE OF RATES - Other / Specialist |  | 0800 - 1700 Monday to Friday |  | 1700 - 0800 Monday to Friday |  | Saturday & Sunday |  | Gazetted Public Holidays
Service | Trades | Hourly labour rate |  | Call out fee | Hourly labour rate | Call out fee | Hourly labour rate | Call out fee | Hourly labour rate
Enter Type | Enter position or trade | 0 | 0 | 0 | 0 | 0 | 0 | 0 | 0 | Include any other additional services you are able to offer
|  | 0 | 0 | 0 | 0 | 0 | 0 | 0 | 0
|  | 0 | 0 | 0 | 0 | 0 | 0 | 0 | 0
|  | 0 | 0 | 0 | 0 | 0 | 0 | 0 | 0
|  | 0 | 0 | 0 | 0 | 0 | 0 | 0 | 0
|  | 0 | 0 | 0 | 0 | 0 | 0 | 0 | 0

## Asset Register
Asset ID | Parent Asset ID | Site Code | Building Name | Level Code | Level Name | Functional Area Code | Functional Area Name | Discipline Name | Part Number | Asset Code | Barcode | Generic Asset Name | Asset Description | Service Name | Subservice Name | Make | Model | Serial Number | QTY
#AST41 |  | CRPP | Central Utilities | GR | Ground | CU-005 | Hot Wtr Gen Plant | Hydraulics | 1 | CRPP-1-CU-G-HYD-04 | 013035 | Backflow Prevention Device | 100mm RPZD | Hydraulic Services | Backflow Prevention Device | ZURN | Model 375 |  | 1
#AST40 |  | CRPP | Central Utilities | GR | Ground | CU-005 | Hot Wtr Gen Plant | Hydraulics | 1 | CRPP-1-CU-G-HYD-03 | 013037 | Backflow Prevention Device | Double check valve - Fire (32mm) | Hydraulic Services | Backflow Prevention Device | ZURN | Model 350 | B343099 | 1
#AST4039 |  | CRPP | Cultural Centre | GR | Ground | CC-OTH | Other | Hydraulics | 1 | CRPP-1-CC-G-HYD-13 | 015488 | Backflow Prevention Device | 20mm RPZD - DCW only - Reflection Pond | Hydraulic Services | Backflow Prevention Device | ZURN | Model 375 |  | 1
#AST4032 |  | CRPP | Cultural Centre | GR | Ground | CC-024 | Plant Room | Hydraulics | 1 | CRPP-1-CC-G-HYD-10 | 013996 | Domestic Hot Water Service | Domestic hot water plant | Hydraulic Services | Hot Water Units Gas | Rheem | DHB-E 18 LCD |  | 1
#AST4033 |  | CRPP | Cultural Centre | GR | Ground | CC-027 | Stair 1 | Hydraulics | 1 | CRPP-1-CC-G-HYD-11 | 013992 | Backflow Prevention Device | Double check valve - Fire (32mm) | Hydraulic Services | Backflow Prevention Device | ZURN | Model 350 | B236696 | 1
#AST4028 |  | CRPP | Cultural Centre | GR | Ground | CC-001 | Corridor | Hydraulics | 1 | CRPP-1-CC-G-HYD-06 | 014840 | Thermostatic Mixing Valves | Enware Aquablend TMV - 15mm | Hydraulic Services | Thermostatic Mixing Valves | Enware | Aquablend 1500 |  | 1
#AST4030 |  | CRPP | Cultural Centre | GR | Ground | CC-013 | Wc Airlock | Hydraulics | 1 | CRPP-1-CC-G-HYD-08 | 014039 | Thermostatic Mixing Valves | Enware Aquablend TMV - 15mm | Hydraulic Services | Thermostatic Mixing Valves | Enware | Aquablend 1500 |  | 1
#AST4031 |  | CRPP | Cultural Centre | GR | Ground | CC-014 | Acc Staff Wc | Hydraulics | 1 | CRPP-1-CC-G-HYD-09 | 014040 | Thermostatic Mixing Valves | Enware Aquablend TMV - 15mm | Hydraulic Services | Thermostatic Mixing Valves | Enware | Aquablend 1500 |  | 1
#AST4680 |  | CRPP | Cultural Centre | GR | Ground | CC-018 | Islamic Wash | Hydraulics | 1 | CRPP-1-CC-G-HYD-14 | 014161 | Thermostatic Mixing Valves | Enware Aquablend TMV - 15mm | Hydraulic Services | Thermostatic Mixing Valves | Enware | Aquablend 1500 |  | 1
#AST4162 |  | CRPP | Education Programs | GR | Ground | EP-045 | Cleaners | Hydraulics | 1 | CRPP-1-EP-G-HYD-15 | 013954 | Backflow Prevention Device | 20mm RPZD in s/s enclosure w/glass viewing screen - DCW only | Hydraulic Services | Backflow Prevention Device | ZURN | Model 375 | B413725 | 1
#AST4154 |  | CRPP | Education Programs | GR | Ground | EP-025 | Mechanical Plant 2 | Hydraulics | 1 | CRPP-1-EP-G-HYD-07 | 013114 | Domestic Hot Water Service | Domestic hot water plant | Hydraulic Services | Hot Water Units Gas | Rheem | 315 Electric |  | 1
#AST4163 |  | CRPP | Education Programs | GR | Ground | EP-045 | Cleaners | Hydraulics | 1 | CRPP-1-EP-G-HYD-16 | 015047 | Domestic Hot Water Service | Domestic hot water plant | Hydraulic Services | Hot Water Units Gas | Stiebel | DHB-E 18 LCD |  | 1
#AST4146 |  | CRPP | Education Programs | GR | Ground | EP-025 | Mechanical Plant 2 | Hydraulics | 1 | CRPP-1-EP-G-HYD-03 | 013118 | Backflow Prevention Device | Double check valve - Fire (40mm) | Hydraulic Services | Backflow Prevention Device | ZURN | Model 350 | B316710 | 1
#AST4148 |  | CRPP | Education Programs | GR | Ground | EP-015 | Staff Wc 1 | Hydraulics | 1 | CRPP-1-EP-G-HYD-05 | 013199 | Thermostatic Mixing Valves | Enware Aquablend TMV - 15mm | Hydraulic Services | Thermostatic Mixing Valves | Enware | Aquablend 1500 |  | 1
#AST4159 |  | CRPP | Education Programs | GR | Ground | EP-028 | Acc Staff Wc | Hydraulics | 1 | CRPP-1-EP-G-HYD-12 | 013999 | Thermostatic Mixing Valves | Enware Aquablend TMV - 15mm | Hydraulic Services | Thermostatic Mixing Valves | Enware | Aquablend 1500 |  | 1
#AST4147 |  | CRPP | Education Programs | GR | Ground | EP-012 | Protection Foyer | Hydraulics | 1 | CRPP-1-EP-G-HYD-04 | 014033 | Thermostatic Mixing Valves | Enware Aquablend TMV - 20mm | Hydraulic Services | Thermostatic Mixing Valves | Enware | Aquablend 1500 |  | 1
#AST4157 |  | CRPP | Education Programs | GR | Ground | EP-026 | Female Staff Wc | Hydraulics | 1 | CRPP-1-EP-G-HYD-10 | 013997 | Thermostatic Mixing Valves | Enware Aquablend TMV - 20mm | Hydraulic Services | Thermostatic Mixing Valves | Enware | Aquablend 1500 |  | 1
#AST4158 |  | CRPP | Education Programs | GR | Ground | EP-027 | Male Staff Wc | Hydraulics | 1 | CRPP-1-EP-G-HYD-11 | 014021 | Thermostatic Mixing Valves | Enware Aquablend TMV - 20mm | Hydraulic Services | Thermostatic Mixing Valves | Enware | Aquablend 1500 |  | 1
#AST4161 |  | CRPP | Education Programs | GR | Ground | EP-054 | Education Programs Courtyard | Hydraulics | 1 | CRPP-1-EP-G-HYD-14 | 015490 | Thermostatic Mixing Valves | Enware Aquablend TMV - 20mm | Hydraulic Services | Thermostatic Mixing Valves | Enware | Aquablend 1500 |  | 1
#AST5 |  | CRPP | Entry 01 | GR | Ground | EN01-010 | Cleaners | Hydraulics | 1 | CRPP-1-EN01-G-HYD-02 | 013191 | Backflow Prevention Device | 20mm RPZD in s/s enclosure w/glass viewing screen - DCW only | Hydraulic Services | Backflow Prevention Device | ZURN | Model 375 | B395875 | 1
#AST13 |  | CRPP | Entry 01 | GR | Ground | EN01-022 | Plant Room | Hydraulics | 1 | CRPP-1-EN01-G-HYD-11 | 013187 | Domestic Hot Water Service | Domestic hot water plant | Hydraulic Services | Hot Water Units Electric | Rheem | 315 Electric |  | 1
#AST11 |  | CRPP | Entry 01 | GR | Ground | EN01-022 | Plant Room | Hydraulics | 1 | CRPP-1-EN01-G-HYD-09 | 013188 | Backflow Prevention Device | Double check valve - Fire (32mm) | Hydraulic Services | Backflow Prevention Device | ZURN | Model 350 | B323528 | 1
#AST4 |  | CRPP | Entry 01 | GR | Ground | EN01-001 | Acc Prisoner Wc | Hydraulics | 1 | CRPP-1-EN01-G-HYD-01 | 013087 | Thermostatic Mixing Valves | Enware Aquablend TMV - 15mm | Hydraulic Services | Thermostatic Mixing Valves | Enware | Aquablend 1500 |  | 1
#AST17 |  | CRPP | Entry 01 | GR | Ground | EN01-014 | Dispensary - Satellite | Hydraulics | 1 | CRPP-1-EN01-G-HYD-16 | 013089 | Thermostatic Mixing Valves | Enware Aquablend TMV - 15mm | Hydraulic Services | Thermostatic Mixing Valves | Enware | Aquablend 1500 |  | 1
#AST18 |  | CRPP | Entry 01 | GR | Ground | EN01-015 | Consult Room - Satellite | Hydraulics | 1 | CRPP-1-EN01-G-HYD-17 | 013010 | Thermostatic Mixing Valves | Enware Aquablend TMV - 15mm | Hydraulic Services | Thermostatic Mixing Valves | Enware | Aquablend 1500 |  | 1
#AST7 |  | CRPP | Entry 01 | GR | Ground | EN01-016 | Staff Wc | Hydraulics | 1 | CRPP-1-EN01-G-HYD-05 | 013088 | Thermostatic Mixing Valves | Enware Aquablend TMV - 15mm | Hydraulic Services | Thermostatic Mixing Valves | Enware | Aquablend 1500 |  | 1
#AST8 |  | CRPP | Entry 01 | GR | Ground | EN01-017 | Acc Staff Wc | Hydraulics | 1 | CRPP-1-EN01-G-HYD-06 | 013004 | Thermostatic Mixing Valves | Enware Aquablend TMV - 15mm | Hydraulic Services | Thermostatic Mixing Valves | Enware | Aquablend 1500 |  | 1
#AST4041 |  | CRPP | Entry 02 | GR | Ground | EN02-010 | Cleaners | Hydraulics | 1 | CRPP-1-EN02-G-HYD-01 | 014058 | Backflow Prevention Device | 20mm RPZD in s/s enclosure w/glass viewing screen - DCW only | Hydraulic Services | Backflow Prevention Device | ZURN | Model 375 | B396196 | 1
#AST4050 |  | CRPP | Entry 02 | GR | Ground | EN02-022 | Plant Room | Hydraulics | 1 | CRPP-1-EN02-G-HYD-10 | 013100 | Domestic Hot Water Service | Domestic hot water plant | Hydraulic Services | Hot Water Units Electric | Rheem | 315 Electric |  | 1
#AST4048 |  | CRPP | Entry 02 | GR | Ground | EN02-022 | Plant Room | Hydraulics | 1 | CRPP-1-EN02-G-HYD-08 | 013101 | Backflow Prevention Device | Double check valve - Fire (32mm) | Hydraulic Services | Backflow Prevention Device | ZURN | Model 350 | B364318 | 1
#AST4044 |  | CRPP | Entry 02 | GR | Ground | EN02-001 | Acc Prisoner Wc | Hydraulics | 1 | CRPP-1-EN02-G-HYD-04 | 013123 | Thermostatic Mixing Valves | Enware Aquablend TMV - 15mm | Hydraulic Services | Thermostatic Mixing Valves | Enware | Aquablend 1500 |  | 1
#AST4054 |  | CRPP | Entry 02 | GR | Ground | EN02-014 | Dispensary - Satellite | Hydraulics | 1 | CRPP-1-EN02-G-HYD-14 | 013125 | Thermostatic Mixing Valves | Enware Aquablend TMV - 15mm | Hydraulic Services | Thermostatic Mixing Valves | Enware | Aquablend 1500 |  | 1
#AST4055 |  | CRPP | Entry 02 | GR | Ground | EN02-015 | Consult Room - Satellite | Hydraulics | 1 | CRPP-1-EN02-G-HYD-15 | 013127 | Thermostatic Mixing Valves | Enware Aquablend TMV - 15mm | Hydraulic Services | Thermostatic Mixing Valves | Enware | Aquablend 1500 |  | 1
#AST4043 |  | CRPP | Entry 02 | GR | Ground | EN02-016 | Staff Wc | Hydraulics | 1 | CRPP-1-EN02-G-HYD-03 | 013124 | Thermostatic Mixing Valves | Enware Aquablend TMV - 15mm | Hydraulic Services | Thermostatic Mixing Valves | Enware | Aquablend 1500 |  | 1
#AST4045 |  | CRPP | Entry 02 | GR | Ground | EN02-017 | Acc Staff Wc | Hydraulics | 1 | CRPP-1-EN02-G-HYD-05 | 013126 | Thermostatic Mixing Valves | Enware Aquablend TMV - 15mm | Hydraulic Services | Thermostatic Mixing Valves | Enware | Aquablend 1500 |  | 1
#AST4056 |  | CRPP | Entry 03 | GR | Ground | EN03-010 | Cleaners | Hydraulics | 1 | CRPP-1-EN03-G-HYD-01 | 013104 | Backflow Prevention Device | 20mm RPZD in s/s enclosure w/glass viewing screen - DCW only | Hydraulic Services | Backflow Prevention Device | ZURN | Model 375 | B413648 | 1
#AST4065 |  | CRPP | Entry 03 | GR | Ground | EN03-022 | Plant Room | Hydraulics | 1 | CRPP-1-EN03-G-HYD-10 | 013961 | Domestic Hot Water Service | Domestic hot water plant | Hydraulic Services | Hot Water Units Electric | Rheem | 315 Electric |  | 1
#AST4063 |  | CRPP | Entry 03 | GR | Ground | EN03-022 | Plant Room | Hydraulics | 1 | CRPP-1-EN03-G-HYD-08 | 013957 | Backflow Prevention Device | Double check valve - Fire (32mm) | Hydraulic Services | Backflow Prevention Device | ZURN | Model 350 | B333894 | 1
#AST4059 |  | CRPP | Entry 03 | GR | Ground | EN03-001 | Acc Prisoner Wc | Hydraulics | 1 | CRPP-1-EN03-G-HYD-04 | 015316 | Thermostatic Mixing Valves | Enware Aquablend TMV - 15mm | Hydraulic Services | Thermostatic Mixing Valves | Enware | Aquablend 1500 |  | 1
#AST4069 |  | CRPP | Entry 03 | GR | Ground | EN03-014 | Dispensary - Satellite | Hydraulics | 1 | CRPP-1-EN03-G-HYD-14 | 015322 | Thermostatic Mixing Valves | Enware Aquablend TMV - 15mm | Hydraulic Services | Thermostatic Mixing Valves | Enware | Aquablend 1500 |  | 1
#AST4070 |  | CRPP | Entry 03 | GR | Ground | EN03-015 | Consult Room - Satellite | Hydraulics | 1 | CRPP-1-EN03-G-HYD-15 | 015333 | Thermostatic Mixing Valves | Enware Aquablend TMV - 15mm | Hydraulic Services | Thermostatic Mixing Valves | Enware | Aquablend 1500 |  | 1
#AST4058 |  | CRPP | Entry 03 | GR | Ground | EN03-016 | Staff Wc | Hydraulics | 1 | CRPP-1-EN03-G-HYD-03 | 015317 | Thermostatic Mixing Valves | Enware Aquablend TMV - 15mm | Hydraulic Services | Thermostatic Mixing Valves | Enware | Aquablend 1500 |  | 1
#AST4060 |  | CRPP | Entry 03 | GR | Ground | EN03-017 | Acc Staff Wc | Hydraulics | 1 | CRPP-1-EN03-G-HYD-05 | 015335 | Thermostatic Mixing Valves | Enware Aquablend TMV - 15mm | Hydraulic Services | Thermostatic Mixing Valves | Enware | Aquablend 1500 |  | 1
#AST4071 |  | CRPP | Entry 04 | GR | Ground | EN04-010 | Cleaners | Hydraulics | 1 | CRPP-1-EN04-G-HYD-01 | 014852 | Backflow Prevention Device | 20mm RPZD in s/s enclosure w/glass viewing screen - DCW only | Hydraulic Services | Backflow Prevention Device | ZURN | Model 375 | B415854 | 1
#AST4080 |  | CRPP | Entry 04 | GR | Ground | EN04-022 | Plant Room | Hydraulics | 1 | CRPP-1-EN04-G-HYD-11 | 014853 | Domestic Hot Water Service | Domestic hot water plant | Hydraulic Services | Hot Water Units Electric | Rheem | 315 Electric |  | 1
#AST4078 |  | CRPP | Entry 04 | GR | Ground | EN04-022 | Plant Room | Hydraulics | 1 | CRPP-1-EN04-G-HYD-08 | 014854 | Backflow Prevention Device | Double check valve - Fire (32mm) | Hydraulic Services | Backflow Prevention Device | ZURN | Model 350 | B333895 | 1
#AST4074 |  | CRPP | Entry 04 | GR | Ground | EN04-001 | Acc Prisoner Wc | Hydraulics | 1 | CRPP-1-EN04-G-HYD-04 | 014848 | Thermostatic Mixing Valves | Enware Aquablend TMV - 15mm | Hydraulic Services | Thermostatic Mixing Valves | Enware | Aquablend 1500 |  | 1
#AST4084 |  | CRPP | Entry 04 | GR | Ground | EN04-014 | Dispensary - Satellite | Hydraulics | 1 | CRPP-1-EN04-G-HYD-15 | 014849 | Thermostatic Mixing Valves | Enware Aquablend TMV - 15mm | Hydraulic Services | Thermostatic Mixing Valves | Enware | Aquablend 1500 |  | 1
#AST4085 |  | CRPP | Entry 04 | GR | Ground | EN04-015 | Consult Room - Satellite | Hydraulics | 1 | CRPP-1-EN04-G-HYD-16 | 014847 | Thermostatic Mixing Valves | Enware Aquablend TMV - 15mm | Hydraulic Services | Thermostatic Mixing Valves | Enware | Aquablend 1500 |  | 1
#AST4073 |  | CRPP | Entry 04 | GR | Ground | EN04-016 | Staff Wc | Hydraulics | 1 | CRPP-1-EN04-G-HYD-03 | 014850 | Thermostatic Mixing Valves | Enware Aquablend TMV - 15mm | Hydraulic Services | Thermostatic Mixing Valves | Enware | Aquablend 1500 |  | 1
#AST4075 |  | CRPP | Entry 04 | GR | Ground | EN04-017 | Acc Staff Wc | Hydraulics | 1 | CRPP-1-EN04-G-HYD-05 | 014846 | Thermostatic Mixing Valves | Enware Aquablend TMV - 15mm | Hydraulic Services | Thermostatic Mixing Valves | Enware | Aquablend 1500 |  | 1
#AST4086 |  | CRPP | Entry 05 | GR | Ground | EN05-010 | Cleaners | Hydraulics | 1 | CRPP-1-EN05-G-HYD-01 | 014872 | Backflow Prevention Device | 20mm RPZD in s/s enclosure w/glass viewing screen - DCW only | Hydraulic Services | Backflow Prevention Device | ZURN | Model 375 | B413700 | 1
#AST4095 |  | CRPP | Entry 05 | GR | Ground | EN05-022 | Plant Room | Hydraulics | 1 | CRPP-1-EN05-G-HYD-10 | 014875 | Domestic Hot Water Service | Domestic hot water plant | Hydraulic Services | Hot Water Units Electric | Rheem | 315 Electric |  | 1
#AST4093 |  | CRPP | Entry 05 | GR | Ground | EN05-022 | Plant Room | Hydraulics | 1 | CRPP-1-EN05-G-HYD-08 | 014876 | Backflow Prevention Device | Double check valve - Fire (32mm) | Hydraulic Services | Backflow Prevention Device | ZURN | Model 350 | B236918 | 1
#AST4089 |  | CRPP | Entry 05 | GR | Ground | EN05-001 | Acc Prisoner Wc | Hydraulics | 1 | CRPP-1-EN05-G-HYD-04 | 014870 | Thermostatic Mixing Valves | Enware Aquablend TMV - 15mm | Hydraulic Services | Thermostatic Mixing Valves | Enware | Aquablend 1500 |  | 1
#AST4099 |  | CRPP | Entry 05 | GR | Ground | EN05-014 | Dispensary - Satellite | Hydraulics | 1 | CRPP-1-EN05-G-HYD-14 | 014867 | Thermostatic Mixing Valves | Enware Aquablend TMV - 15mm | Hydraulic Services | Thermostatic Mixing Valves | Enware | Aquablend 1500 |  | 1
#AST4100 |  | CRPP | Entry 05 | GR | Ground | EN05-015 | Consult Room - Satellite | Hydraulics | 1 | CRPP-1-EN05-G-HYD-15 | 014868 | Thermostatic Mixing Valves | Enware Aquablend TMV - 15mm | Hydraulic Services | Thermostatic Mixing Valves | Enware | Aquablend 1500 |  | 1
#AST4088 |  | CRPP | Entry 05 | GR | Ground | EN05-016 | Staff Wc | Hydraulics | 1 | CRPP-1-EN05-G-HYD-03 | 014869 | Thermostatic Mixing Valves | Enware Aquablend TMV - 15mm | Hydraulic Services | Thermostatic Mixing Valves | Enware | Aquablend 1500 |  | 1
#AST4090 |  | CRPP | Entry 05 | GR | Ground | EN05-017 | Acc Staff Wc | Hydraulics | 1 | CRPP-1-EN05-G-HYD-05 | 014871 | Thermostatic Mixing Valves | Enware Aquablend TMV - 15mm | Hydraulic Services | Thermostatic Mixing Valves | Enware | Aquablend 1500 |  | 1
#AST4101 |  | CRPP | Entry 06 | GR | Ground | EN06-010 | Cleaners | Hydraulics | 1 | CRPP-1-EN06-G-HYD-01 | 014860 | Backflow Prevention Device | 20mm RPZD in s/s enclosure w/glass viewing screen - DCW only | Hydraulic Services | Backflow Prevention Device | ZURN | Model 375 | B415852 | 1
#AST4110 |  | CRPP | Entry 06 | GR | Ground | EN06-022 | Plant Room | Hydraulics | 1 | CRPP-1-EN06-G-HYD-10 | 014863 | Domestic Hot Water Service | Domestic hot water plant | Hydraulic Services | Hot Water Units Electric | Rheem | 315 Electric |  | 1
#AST4108 |  | CRPP | Entry 06 | GR | Ground | EN06-022 | Plant Room | Hydraulics | 1 | CRPP-1-EN06-G-HYD-08 | 014864 | Backflow Prevention Device | Double check valve - Fire (32mm) | Hydraulic Services | Backflow Prevention Device | ZURN | Model 350 | B343123 | 1
#AST4104 |  | CRPP | Entry 06 | GR | Ground | EN06-001 | Acc Prisoner Wc | Hydraulics | 1 | CRPP-1-EN06-G-HYD-04 | 014883 | Thermostatic Mixing Valves | Enware Aquablend TMV - 15mm | Hydraulic Services | Thermostatic Mixing Valves | Enware | Aquablend 1500 |  | 1
#AST4114 |  | CRPP | Entry 06 | GR | Ground | EN06-014 | Dispensary - Satellite | Hydraulics | 1 | CRPP-1-EN06-G-HYD-14 | 014880 | Thermostatic Mixing Valves | Enware Aquablend TMV - 15mm | Hydraulic Services | Thermostatic Mixing Valves | Enware | Aquablend 1500 |  | 1
#AST4115 |  | CRPP | Entry 06 | GR | Ground | EN06-015 | Consult Room - Satellite | Hydraulics | 1 | CRPP-1-EN06-G-HYD-15 | 014881 | Thermostatic Mixing Valves | Enware Aquablend TMV - 15mm | Hydraulic Services | Thermostatic Mixing Valves | Enware | Aquablend 1500 |  | 1
#AST4103 |  | CRPP | Entry 06 | GR | Ground | EN06-016 | Staff Wc | Hydraulics | 1 | CRPP-1-EN06-G-HYD-03 | 014882 | Thermostatic Mixing Valves | Enware Aquablend TMV - 15mm | Hydraulic Services | Thermostatic Mixing Valves | Enware | Aquablend 1500 |  | 1
#AST4105 |  | CRPP | Entry 06 | GR | Ground | EN06-017 | Acc Staff Wc | Hydraulics | 1 | CRPP-1-EN06-G-HYD-05 | 014884 | Thermostatic Mixing Valves | Enware Aquablend TMV - 15mm | Hydraulic Services | Thermostatic Mixing Valves | Enware | Aquablend 1500 |  | 1
#AST4116 |  | CRPP | Entry 07 | GR | Ground | EN07-010 | Cleaners | Hydraulics | 1 | CRPP-1-EN07-G-HYD-01 | 014060 | Backflow Prevention Device | 20mm RPZD in s/s enclosure w/glass viewing screen - DCW only | Hydraulic Services | Backflow Prevention Device | ZURN | Model 375 | B413683 | 1
#AST4125 |  | CRPP | Entry 07 | GR | Ground | EN07-022 | Plant Room | Hydraulics | 1 | CRPP-1-EN07-G-HYD-10 | 013093 | Domestic Hot Water Service | Domestic hot water plant | Hydraulic Services | Hot Water Units Electric | Rheem | 315 Electric |  | 1
#AST4123 |  | CRPP | Entry 07 | GR | Ground | EN07-022 | Plant Room | Hydraulics | 1 | CRPP-1-EN07-G-HYD-08 | 013094 | Backflow Prevention Device | Double check valve - Fire (32mm) | Hydraulic Services | Backflow Prevention Device | ZURN | Model 350 | B333892 | 1
#AST4119 |  | CRPP | Entry 07 | GR | Ground | EN07-001 | Acc Prisoner Wc | Hydraulics | 1 | CRPP-1-EN07-G-HYD-04 | 014837 | Thermostatic Mixing Valves | Enware Aquablend TMV - 15mm | Hydraulic Services | Thermostatic Mixing Valves | Enware | Aquablend 1500 |  | 1
#AST4129 |  | CRPP | Entry 07 | GR | Ground | EN07-014 | Dispensary - Satellite | Hydraulics | 1 | CRPP-1-EN07-G-HYD-14 | 014834 | Thermostatic Mixing Valves | Enware Aquablend TMV - 15mm | Hydraulic Services | Thermostatic Mixing Valves | Enware | Aquablend 1500 |  | 1
#AST4130 |  | CRPP | Entry 07 | GR | Ground | EN07-015 | Consult Room - Satellite | Hydraulics | 1 | CRPP-1-EN07-G-HYD-15 | 014835 | Thermostatic Mixing Valves | Enware Aquablend TMV - 15mm | Hydraulic Services | Thermostatic Mixing Valves | Enware | Aquablend 1500 |  | 1
#AST4118 |  | CRPP | Entry 07 | GR | Ground | EN07-016 | Staff Wc | Hydraulics | 1 | CRPP-1-EN07-G-HYD-03 | 014836 | Thermostatic Mixing Valves | Enware Aquablend TMV - 15mm | Hydraulic Services | Thermostatic Mixing Valves | Enware | Aquablend 1500 |  | 1
#AST4120 |  | CRPP | Entry 07 | GR | Ground | EN07-017 | Acc Staff Wc | Hydraulics | 1 | CRPP-1-EN07-G-HYD-05 | 014838 | Thermostatic Mixing Valves | Enware Aquablend TMV - 15mm | Hydraulic Services | Thermostatic Mixing Valves | Enware | Aquablend 1500 |  | 1
#AST4131 |  | CRPP | Entry 08 | GR | Ground | EN08-010 | Cleaners | Hydraulics | 1 | CRPP-1-EN08-G-HYD-01 | 013115 | Backflow Prevention Device | 20mm RPZD in s/s enclosure w/glass viewing screen - DCW only | Hydraulic Services | Backflow Prevention Device | ZURN | Model 375 | B413661 | 1
#AST4140 |  | CRPP | Entry 08 | GR | Ground | EN08-022 | Plant Room | Hydraulics | 1 | CRPP-1-EN08-G-HYD-10 | 013111 | Domestic Hot Water Service | Domestic hot water plant | Hydraulic Services | Hot Water Units Electric | Rheem | 315 Electric |  | 1
#AST4138 |  | CRPP | Entry 08 | GR | Ground | EN08-022 | Plant Room | Hydraulics | 1 | CRPP-1-EN08-G-HYD-08 | 013108 | Backflow Prevention Device | Double check valve - Fire (32mm) | Hydraulic Services | Backflow Prevention Device | ZURN | Model 350 | B364331 | 1
#AST4134 |  | CRPP | Entry 08 | GR | Ground | EN08-001 | Acc Prisoner Wc | Hydraulics | 1 | CRPP-1-EN08-G-HYD-04 | 013180 | Thermostatic Mixing Valves | Enware Aquablend TMV - 15mm | Hydraulic Services | Thermostatic Mixing Valves | Enware | Aquablend 1500 |  | 1
#AST4144 |  | CRPP | Entry 08 | GR | Ground | EN08-014 | Dispensary - Satellite | Hydraulics | 1 | CRPP-1-EN08-G-HYD-14 | 013184 | Thermostatic Mixing Valves | Enware Aquablend TMV - 15mm | Hydraulic Services | Thermostatic Mixing Valves | Enware | Aquablend 1500 |  | 1
#AST4145 |  | CRPP | Entry 08 | GR | Ground | EN08-015 | Consult Room - Satellite | Hydraulics | 1 | CRPP-1-EN08-G-HYD-15 | 013181 | Thermostatic Mixing Valves | Enware Aquablend TMV - 15mm | Hydraulic Services | Thermostatic Mixing Valves | Enware | Aquablend 1500 |  | 1
#AST4133 |  | CRPP | Entry 08 | GR | Ground | EN08-016 | Staff Wc | Hydraulics | 1 | CRPP-1-EN08-G-HYD-03 | 013182 | Thermostatic Mixing Valves | Enware Aquablend TMV - 15mm | Hydraulic Services | Thermostatic Mixing Valves | Enware | Aquablend 1500 |  | 1
#AST4135 |  | CRPP | Entry 08 | GR | Ground | EN08-017 | Acc Staff Wc | Hydraulics | 1 | CRPP-1-EN08-G-HYD-05 | 013183 | Thermostatic Mixing Valves | Enware Aquablend TMV - 15mm | Hydraulic Services | Thermostatic Mixing Valves | Enware | Aquablend 1500 |  | 1
#AST56 |  | CRPP | External Stores | GR | Ground | ES-009 | Hardstand 1 | Hydraulics | 1 | CRPP-1-ES-G-HYD-02 | 013979 | Backflow Prevention Device | 20mm RPZD - DCW only | Hydraulic Services | Backflow Prevention Device | ZURN | Model 375 | B383085 | 1
#AST60 |  | CRPP | External Stores | GR | Ground | ES-030 | Chemical Decanting | Hydraulics | 1 | CRPP-1-ES-G-HYD-06 | 013621 | Backflow Prevention Device | 20mm RPZD in s/s enclosure w/glass viewing screen - DCW and DHW | Hydraulic Services | Backflow Prevention Device | ZURN | Model 375 | B370123 | 1
#AST15689 |  | CRPP | External Stores | GR | Ground | ES-030 | Chemical Decanting | Hydraulics | 1 | CRPP-1-ES-G-HYD-06 | 013620 | Backflow Prevention Device | 20mm RPZD in s/s enclosure w/glass viewing screen - DCW and DHW | Hydraulic Services | Backflow Prevention Device | ZURN | Model 375 | B370110 | 1
#AST55 |  | CRPP | External Stores | GR | Ground | ES-022 | Cleaners | Hydraulics | 1 | CRPP-1-ES-G-HYD-01 | 013617 | Backflow Prevention Device | 20mm RPZD in s/s enclosure w/glass viewing screen - DCW only | Hydraulic Services | Backflow Prevention Device | ZURN | Model 375 | B413623 | 1
#AST61 |  | CRPP | External Stores | GR | Ground | ES-033 | Environmental Crew Vehicle Compound | Hydraulics | 1 | CRPP-1-ES-G-HYD-07 | 013980 | Backflow Prevention Device | 25mm RPZD | Hydraulic Services | Backflow Prevention Device | ZURN | Model 375 |  | 1
#AST69 |  | CRPP | External Stores | GR | Ground | ES-041 | Plant Room | Hydraulics | 1 | CRPP-1-ES-G-HYD-14 | 013618 | Domestic Hot Water Service | Domestic hot water plant | Hydraulic Services | Hot Water Units Gas | Rheem | TPI 01 |  | 1
#AST64 |  | CRPP | External Stores | GR | Ground | ES-041 | Plant Room | Hydraulics | 1 | CRPP-1-ES-G-HYD-10 | 013609 | Backflow Prevention Device | Double check valve - Fire (32mm) | Hydraulic Services | Backflow Prevention Device | ZURN | Model 350 | B236698 | 1
#AST73 |  | CRPP | External Stores | GR | Ground | ES-025 | Prisoner Wc 2 | Hydraulics | 1 | CRPP-1-ES-G-HYD-18 | 013622 | Thermostatic Mixing Valves | Enware Aquablend TMV - 15mm | Hydraulic Services | Thermostatic Mixing Valves | Enware | Aquablend 1500 |  | 1
#AST72 |  | CRPP | External Stores | GR | Ground | ES-026 | Prisoner Wc 3 | Hydraulics | 1 | CRPP-1-ES-G-HYD-17 | 013627 | Thermostatic Mixing Valves | Enware Aquablend TMV - 15mm | Hydraulic Services | Thermostatic Mixing Valves | Enware | Aquablend 1500 |  | 1
#AST57 |  | CRPP | External Stores | GR | Ground | ES-015 | Staff Acc Wc | Hydraulics | 1 | CRPP-1-ES-G-HYD-03 | 013626 | Thermostatic Mixing Valves | Enware Aquablend TMV - 20mm | Hydraulic Services | Thermostatic Mixing Valves | Enware | Aquablend 1500 |  | 1
#AST58 |  | CRPP | External Stores | GR | Ground | ES-016 | Female Staff Wc | Hydraulics | 1 | CRPP-1-ES-G-HYD-04 | 013623 | Thermostatic Mixing Valves | Enware Aquablend TMV - 20mm | Hydraulic Services | Thermostatic Mixing Valves | Enware | Aquablend 1500 |  | 1
#AST59 |  | CRPP | External Stores | GR | Ground | ES-017 | Male Staff Wc | Hydraulics | 1 | CRPP-1-ES-G-HYD-05 | 013624 | Thermostatic Mixing Valves | Enware Aquablend TMV - 20mm | Hydraulic Services | Thermostatic Mixing Valves | Enware | Aquablend 1500 |  | 1
#AST62 |  | CRPP | External Stores | GR | Ground | ES-027 | Prisoner Wc 1 | Hydraulics | 1 | CRPP-1-ES-G-HYD-08 | 013625 | Thermostatic Mixing Valves | Enware Aquablend TMV - 20mm | Hydraulic Services | Thermostatic Mixing Valves | Enware | Aquablend 1500 |  | 1
#AST43 |  | CRPP | External Works | GR | Ground | 251 | 251 | Hydraulics | 1 | CRPP-1-EW-G-HYD-02 | 015511 | Backflow Prevention Device | 100mm RPZD - RCW backup supply | Hydraulic Services | Backflow Prevention Device | ZURN | Model 375 |  | 1
#AST42 |  | CRPP | External Works | GR | Ground | 251 | 251 | Hydraulics | 1 | CRPP-1-EW-G-HYD-01 | 015508 | Backflow Prevention Device | 150mm Double Check Valve testable - DCW fire service supply | Hydraulic Services | Backflow Prevention Device | ZURN | Model 375 |  | 1
#AST98 |  | CRPP | External Works | GR | Ground | 257 | 257 | Hydraulics | 1 | CRPP-1-EW-G-HYD-15 | 013599 | Backflow Prevention Device | 20mm RPZD - DCW only | Hydraulic Services | Backflow Prevention Device | ZURN | Model 375 |  | 1
#AST1741 |  | CRPP | External Works | GR | Ground | 262 | 262 | Hydraulics | 1 | CRPP-1-EW-G-HYD-19 | 015495 | Backflow Prevention Device | 20mm RPZD - DCW only IN CAGE | Hydraulic Services | Backflow Prevention Device | ZURN | Model 375 |  | 1
#AST15669 |  | CRPP | External Works | GR | Ground | 258 | 258 | Hydraulics | 1 | CRPP-1-EW-G-HYD-77 | 015140 | Backflow Prevention Device | 20mm RPZD (hot & cold) with secure caged - Cold | Hydraulic Services | Backflow Prevention Device | ZURN | Model 375 |  | 1
#AST4312 |  | CRPP | External Works | GR | Ground | 258 | 258 | Hydraulics | 1 | CRPP-1-EW-G-HYD-25 | 015137 | Backflow Prevention Device | 20mm RPZD (hot & cold) with secure caged - Hot | Hydraulic Services | Backflow Prevention Device | ZURN | Model 375 |  | 1
#AST159 |  | CRPP | External Works | GR | Ground | 262 | 262 | Hydraulics | 1 | CRPP-1-EW-G-HYD-17 | 013951 | Backflow Prevention Device | 20mm RPZD in s/s enclosure w/glass viewing screen - DCW and DHW | Hydraulic Services | Backflow Prevention Device | ZURN | Model 375 |  | 1
#AST44 |  | CRPP | External Works | GR | Ground | 256 | 256 | Hydraulics | 1 | CRPP-1-EW-G-HYD-03 | 015295 | Tank - Potable Water | DCW storage tank #1 - (460kL) | Hydraulic Services | Storage Tanks Galv |  |  |  | 1
#AST45 |  | CRPP | External Works | GR | Ground | 256 | 256 | Hydraulics | 1 | CRPP-1-EW-G-HYD-04 | 015303 | Tank - Potable Water | DCW storage tank #2 - (460kL) | Hydraulic Services | Storage Tanks Galv |  |  |  | 1
#AST9799 |  | CRPP | External Works | GR | Ground | 261 | 261 | Hydraulics | 1 | CRPP-1-EW-G-HYD-69 | 015142 | Backflow Prevention Device | SPS 01 - 20mm RPZD - DCW Only | Hydraulic Services | Backflow Prevention Device | ZURN | Model 375 | B383104 | 1
#AST9800 |  | CRPP | External Works | GR | Ground | 266 | 266 | Hydraulics | 1 | CRPP-1-EW-G-HYD-70 | 015128 | Backflow Prevention Device | SPS 02 - 20mm RPZD - DCW Only | Hydraulic Services | Backflow Prevention Device | ZURN | Model 375 | B415737 | 1
#AST9801 |  | CRPP | External Works | GR | Ground | 272 | 272 | Hydraulics | 1 | CRPP-1-EW-G-HYD-71 | 015135 | Backflow Prevention Device | SPS 03 - 20mm RPZD - DCW Only | Hydraulic Services | Backflow Prevention Device | ZURN | Model 375 | B413590 | 1
#AST9802 |  | CRPP | External Works | GR | Ground | 276 | 276 | Hydraulics | 1 | CRPP-1-EW-G-HYD-72 | 015305 | Backflow Prevention Device | SPS 04 - 20mm RPZD - DCW Only | Hydraulic Services | Backflow Prevention Device | ZURN | Model 375 | B413712 | 1
#AST9803 |  | CRPP | External Works | GR | Ground | 276 | 276 | Hydraulics | 1 | CRPP-1-EW-G-HYD-73 | 015130 | Backflow Prevention Device | SPS 05 - 20mm RPZD - DCW Only | Hydraulic Services | Backflow Prevention Device | ZURN | Model 375 | B415729 | 1
#AST9804 |  | CRPP | External Works | GR | Ground | 276 | 276 | Hydraulics | 1 | CRPP-1-EW-G-HYD-74 | 015136 | Backflow Prevention Device | SPS 06 - 20mm RPZD - DCW Only | Hydraulic Services | Backflow Prevention Device | ZURN | Model 375 | B415717 | 1
#AST9805 |  | CRPP | External Works | GR | Ground | 273 | 273 | Hydraulics | 1 | CRPP-1-EW-G-HYD-75 | 015123 | Backflow Prevention Device | SPS 07 - 20mm RPZD - DCW Only | Hydraulic Services | Backflow Prevention Device | ZURN | Model 375 | B415734 | 1
#AST9806 |  | CRPP | External Works | GR | Ground | 268 | 268 | Hydraulics | 1 | CRPP-1-EW-G-HYD-76 | 015129 | Backflow Prevention Device | SPS 08 - 20mm RPZD - DCW Only | Hydraulic Services | Backflow Prevention Device | ZURN | Model 375 | B383095 | 1
#AST89 |  | CRPP | Gatehouse | L1 | Level 01 | GH-208 | Ahu Plant | Hydraulics | 1 | CRPP-1-GH-L1-HYD-01 | 013597 | Backflow Prevention Device | 20mm RPZD - non potable cold water | Hydraulic Services | Backflow Prevention Device | ZURN | Model 375 | B415843 | 1
#AST79 |  | CRPP | Gatehouse | GR | Ground | GH-032 | Cleaners 1 | Hydraulics | 1 | CRPP-1-GH-G-HYD-04 | 013601 | Backflow Prevention Device | 20mm RPZD in s/s enclosure w/glass viewing screen - DCW only | Hydraulic Services | Backflow Prevention Device | ZURN | Model 375 | B396123 | 1
#AST92 |  | CRPP | Gatehouse | GR | Ground | GH-108 | Cleaners 2 | Hydraulics | 1 | CRPP-1-GH-G-HYD-14 | 013588 | Backflow Prevention Device | 20mm RPZD in s/s enclosure w/glass viewing screen - DCW only | Hydraulic Services | Backflow Prevention Device | ZURN | Model 375 | B395888 | 1
#AST4683 |  | CRPP | Gatehouse | GR | Ground | GH-108 | Cleaners 2 | Hydraulics | 1 | CRPP-1-GH-G-HYD-20 | 013588 | Backflow Prevention Device | 20mm RPZD in s/s enclosure w/glass viewing screen - DCW only | Hydraulic Services | Backflow Prevention Device | ZURN | Model 375 | B395888 | 1
#AST4676 |  | CRPP | Gatehouse | GR | Ground | GH-067 | Staff Gymnasium | Hydraulics | 1 | CRPP-1-GH-G-HYD-18 | 013600 | Domestic Hot Water Service | Domestic hot water plant | Hydraulic Services | Hot Water Units Electric | Stiebel | DHB-E 18 LCD |  | 1
#AST95 |  | CRPP | Gatehouse | L1 | Level 01 | GH-208 | Ahu Plant | Hydraulics | 1 | CRPP-1-GH-L1-HYD-02 | 013600 | Domestic Hot Water Service | Domestic hot water plant | Hydraulic Services | Hot Water Units Gas | Rheem | TPI 02 |  | 1
#AST84 |  | CRPP | Gatehouse | GR | Ground | GH-045 | Shaft 1 | Hydraulics | 1 | CRPP-1-GH-G-HYD-09 | 013606 | Backflow Prevention Device | Double Check Valve - TRW (irrigation) 40mm | Hydraulic Services | Backflow Prevention Device | ZURN | Model 350 | B316685 | 1
#AST74 |  | CRPP | Gatehouse | GR | Ground | GH-012 | Visitor Acc Wc | Hydraulics | 1 | CRPP-1-GH-G-HYD-01 | 013577 | Thermostatic Mixing Valves | Enware Aquablend TMV - 15mm | Hydraulic Services | Thermostatic Mixing Valves | Enware | Aquablend 1500 |  | 1
#AST76 |  | CRPP | Gatehouse | GR | Ground | GH-028 | Kennel | Hydraulics | 1 | CRPP-1-GH-G-HYD-03 | 013573 | Thermostatic Mixing Valves | Enware Aquablend TMV - 15mm | Hydraulic Services | Thermostatic Mixing Valves | Enware | Aquablend 1500 |  | 1
#AST80 |  | CRPP | Gatehouse | GR | Ground | GH-038 | Locksmith | Hydraulics | 1 | CRPP-1-GH-G-HYD-05 | 013605 | Thermostatic Mixing Valves | Enware Aquablend TMV - 15mm | Hydraulic Services | Thermostatic Mixing Valves | Enware | Aquablend 1500 |  | 1
#AST88 |  | CRPP | Gatehouse | GR | Ground | GH-064 | Unisex Wc | Hydraulics | 1 | CRPP-1-GH-G-HYD-13 | 013578 | Thermostatic Mixing Valves | Enware Aquablend TMV - 15mm | Hydraulic Services | Thermostatic Mixing Valves | Enware | Aquablend 1500 |  | 1
#AST94 |  | CRPP | Gatehouse | L1 | Level 01 | GH-205 | Staff Wc 2 | Hydraulics | 1 | CRPP-1-GH-L1-HYD-03 | 013578 | Thermostatic Mixing Valves | Enware Aquablend TMV - 15mm | Hydraulic Services | Thermostatic Mixing Valves | Enware | Aquablend 1500 |  | 1
#AST4690 |  | CRPP | Gatehouse | GR | Ground | GH-010 | Visitor Male Wc | Hydraulics | 1 | CRPP-1-GH-G-HYD-27 | 013583 | Thermostatic Mixing Valves | Enware Aquablend TMV - 20mm | Hydraulic Services | Thermostatic Mixing Valves | Enware | Aquablend 1500 |  | 1
#AST81 |  | CRPP | Gatehouse | GR | Ground | GH-041 | Female Wc 1 | Hydraulics | 1 | CRPP-1-GH-G-HYD-06 | 013381 | Thermostatic Mixing Valves | Enware Aquablend TMV - 20mm | Hydraulic Services | Thermostatic Mixing Valves | Enware | Aquablend 1500 |  | 1
#AST86 |  | CRPP | Gatehouse | GR | Ground | GH-062 | Male Staff Wc 2 | Hydraulics | 1 | CRPP-1-GH-G-HYD-11 | 013579 | Thermostatic Mixing Valves | Enware Aquablend TMV - 20mm | Hydraulic Services | Thermostatic Mixing Valves | Enware | Aquablend 1500 |  | 1
#AST87 |  | CRPP | Gatehouse | GR | Ground | GH-063 | Female Staff Wc 2 | Hydraulics | 1 | CRPP-1-GH-G-HYD-12 | 013576 | Thermostatic Mixing Valves | Enware Aquablend TMV - 20mm | Hydraulic Services | Thermostatic Mixing Valves | Enware | Aquablend 1500 |  | 1
#AST4688 |  | CRPP | Gatehouse | GR | Ground | GH-106 | Female Wc | Hydraulics | 1 | CRPP-1-GH-G-HYD-25 | 013574 | Thermostatic Mixing Valves | Enware Aquablend TMV - 20mm | Hydraulic Services | Thermostatic Mixing Valves | Enware | Aquablend 1500 |  | 1
#AST4689 |  | CRPP | Gatehouse | GR | Ground | GH-107 | Acc Staff Wc | Hydraulics | 1 | CRPP-1-GH-G-HYD-26 | 013581 | Thermostatic Mixing Valves | Enware Aquablend TMV - 20mm | Hydraulic Services | Thermostatic Mixing Valves | Enware | Aquablend 1500 |  | 1
#AST93 |  | CRPP | Gatehouse | GR | Ground | GH-112 | Male Wc | Hydraulics | 1 | CRPP-1-GH-G-HYD-15 | 013575 | Thermostatic Mixing Valves | Enware Aquablend TMV - 20mm | Hydraulic Services | Thermostatic Mixing Valves | Enware | Aquablend 1500 |  | 1
#AST91 |  | CRPP | Gatehouse | L1 | Level 01 | GH-205 | Staff Wc 2 | Hydraulics | 1 | CRPP-1-GH-L1-HYD-01 | 013978 | Thermostatic Mixing Valves | Enware Aquablend TMV - 20mm | Hydraulic Services | Thermostatic Mixing Valves | Enware | Aquablend 1500 |  | 1
#AST1797 |  | CRPP | Health | L1 | Level 01 | HE-101 | Plant Room 2 | Hydraulics | 1 | CRPP-1-HE-L1-HYD-02 | 015078 | Backflow Prevention Device | 20mm RPZD - DCW only | Hydraulic Services | Backflow Prevention Device | ZURN | Model 375 | B415691 | 1
#AST1795 |  | CRPP | Health | GR | Ground | HE-030 | Dirty Utility | Hydraulics | 1 | CRPP-1-HE-G-HYD-47 | 015060 | Backflow Prevention Device | 20mm RPZD in s/s enclosure w/glass viewing screen - DCW and DHW | Hydraulic Services | Backflow Prevention Device | ZURN | Model 375 | B411647 | 1
#AST1794 |  | CRPP | Health | GR | Ground | HE-011 | Cleaner 2 | Hydraulics | 1 | CRPP-1-HE-G-HYD-46 | 015058 | Backflow Prevention Device | 20mm RPZD in s/s enclosure w/glass viewing screen - DCW only | Hydraulic Services | Backflow Prevention Device | ZURN | Model 375 | B415860 | 1
#AST6586 |  | CRPP | Health | GR | Ground | HE-030 | Dirty Utility | Hydraulics | 1 | CRPP-1-HE-G-HYD-51 | 015061 | Backflow Prevention Device | 20mm RZPD | Hydraulic Services | Backflow Prevention Device | ZURN | Model 375 | B411591 | 1
#AST1793 |  | CRPP | Health | L1 | Level 01 | HE-101 | Plant Room 2 | Hydraulics | 1 | CRPP-1-HE-L1-HYD-01 | 015225 | Domestic Hot Water Service | Domestic hot water plant | Hydraulic Services | Hot Water Units Gas | Rheem | TPI 03 |  | 1
#AST1791 |  | CRPP | Health | GR | Ground | HE-099 | Stair | Hydraulics | 1 | CRPP-1-HE-G-HYD-44 | 015074 | Backflow Prevention Device | Double check valve - Fire (40mm) | Hydraulic Services | Backflow Prevention Device | ZURN | Model 350 | B316684 | 1
#AST1745 |  | CRPP | Health | GR | Ground | HE-010 | Nurse Station 1 | Hydraulics | 1 | CRPP-1-HE-G-HYD-02 | 015032 | Thermostatic Mixing Valves | Enware Aquablend TMV - 15mm | Hydraulic Services | Thermostatic Mixing Valves | Enware | Aquablend 1500 |  | 1
#AST1747 |  | CRPP | Health | GR | Ground | HE-014 | Ensuite 1 | Hydraulics | 1 | CRPP-1-HE-G-HYD-04 | 015034 | Thermostatic Mixing Valves | Enware Aquablend TMV - 15mm | Hydraulic Services | Thermostatic Mixing Valves | Enware | Aquablend 1500 |  | 1
#AST1748 |  | CRPP | Health | GR | Ground | HE-015 | Ensuite 2 | Hydraulics | 1 | CRPP-1-HE-G-HYD-05 | 015039 | Thermostatic Mixing Valves | Enware Aquablend TMV - 15mm | Hydraulic Services | Thermostatic Mixing Valves | Enware | Aquablend 1500 |  | 1
#AST1750 |  | CRPP | Health | GR | Ground | HE-020 | Ensuite 3 | Hydraulics | 1 | CRPP-1-HE-G-HYD-07 | 015027 | Thermostatic Mixing Valves | Enware Aquablend TMV - 15mm | Hydraulic Services | Thermostatic Mixing Valves | Enware | Aquablend 1500 |  | 1
#AST1751 |  | CRPP | Health | GR | Ground | HE-021 | Ensuite 4 | Hydraulics | 1 | CRPP-1-HE-G-HYD-08 | 015339 | Thermostatic Mixing Valves | Enware Aquablend TMV - 15mm | Hydraulic Services | Thermostatic Mixing Valves | Enware | Aquablend 1500 |  | 1
#AST1752 |  | CRPP | Health | GR | Ground | HE-023 | Ensuite 5 | Hydraulics | 1 | CRPP-1-HE-G-HYD-09 | 015346 | Thermostatic Mixing Valves | Enware Aquablend TMV - 15mm | Hydraulic Services | Thermostatic Mixing Valves | Enware | Aquablend 1500 |  | 1
#AST1753 |  | CRPP | Health | GR | Ground | HE-025 | Corridor 4 | Hydraulics | 1 | CRPP-1-HE-G-HYD-10 | 015025 | Thermostatic Mixing Valves | Enware Aquablend TMV - 15mm | Hydraulic Services | Thermostatic Mixing Valves | Enware | Aquablend 1500 |  | 1
#AST1754 |  | CRPP | Health | GR | Ground | HE-025 | Corridor 4 | Hydraulics | 1 | CRPP-1-HE-G-HYD-11 | 015035 | Thermostatic Mixing Valves | Enware Aquablend TMV - 15mm | Hydraulic Services | Thermostatic Mixing Valves | Enware | Aquablend 1500 |  | 1
#AST1755 |  | CRPP | Health | GR | Ground | HE-027 | Ensuite 6 | Hydraulics | 1 | CRPP-1-HE-G-HYD-12 | 015339 | Thermostatic Mixing Valves | Enware Aquablend TMV - 15mm | Hydraulic Services | Thermostatic Mixing Valves | Enware | Aquablend 1500 |  | 1
#AST1756 |  | CRPP | Health | GR | Ground | HE-030 | Dirty Utility | Hydraulics | 1 | CRPP-1-HE-G-HYD-13 | 015031 | Thermostatic Mixing Valves | Enware Aquablend TMV - 15mm | Hydraulic Services | Thermostatic Mixing Valves | Enware | Aquablend 1500 |  | 1
#AST1757 |  | CRPP | Health | GR | Ground | HE-035 | Clean Utility | Hydraulics | 1 | CRPP-1-HE-G-HYD-14 | 015030 | Thermostatic Mixing Valves | Enware Aquablend TMV - 15mm | Hydraulic Services | Thermostatic Mixing Valves | Enware | Aquablend 1500 |  | 1
#AST1758 |  | CRPP | Health | GR | Ground | HE-040 | Male Staff Wc | Hydraulics | 1 | CRPP-1-HE-G-HYD-15 | 015041 | Thermostatic Mixing Valves | Enware Aquablend TMV - 15mm | Hydraulic Services | Thermostatic Mixing Valves | Enware | Aquablend 1500 |  | 1
#AST1759 |  | CRPP | Health | GR | Ground | HE-041 | Acc Staff Wc | Hydraulics | 1 | CRPP-1-HE-G-HYD-16 | 015017 | Thermostatic Mixing Valves | Enware Aquablend TMV - 15mm | Hydraulic Services | Thermostatic Mixing Valves | Enware | Aquablend 1500 |  | 1
#AST1761 |  | CRPP | Health | GR | Ground | HE-059 | Protection Lobby | Hydraulics | 1 | CRPP-1-HE-G-HYD-18 | 015024 | Thermostatic Mixing Valves | Enware Aquablend TMV - 15mm | Hydraulic Services | Thermostatic Mixing Valves | Enware |  |  | 1
#AST1771 |  | CRPP | Health | GR | Ground | HE-072 | Corridor 1 | Hydraulics | 1 | CRPP-1-HE-G-HYD-28 | 015018 | Thermostatic Mixing Valves | Enware Aquablend TMV - 15mm | Hydraulic Services | Thermostatic Mixing Valves | Enware | Aquablend 1500 |  | 1
#AST1773 |  | CRPP | Health | GR | Ground | HE-073 | Consulting 6 | Hydraulics | 1 | CRPP-1-HE-G-HYD-30 | 015028 | Thermostatic Mixing Valves | Enware Aquablend TMV - 15mm | Hydraulic Services | Thermostatic Mixing Valves | Enware | Aquablend 1500 |  | 1
#AST1774 |  | CRPP | Health | GR | Ground | HE-079 | Consulting 2 | Hydraulics | 1 | CRPP-1-HE-G-HYD-31 | 015026 | Thermostatic Mixing Valves | Enware Aquablend TMV - 15mm | Hydraulic Services | Thermostatic Mixing Valves | Enware | Aquablend 1500 |  | 1
#AST1775 |  | CRPP | Health | GR | Ground | HE-080 | Consulting 1 | Hydraulics | 1 | CRPP-1-HE-G-HYD-32 | 015033 | Thermostatic Mixing Valves | Enware Aquablend TMV - 15mm | Hydraulic Services | Thermostatic Mixing Valves | Enware | Aquablend 1500 |  | 1
#AST1776 |  | CRPP | Health | GR | Ground | HE-082 | Consulting 7 | Hydraulics | 1 | CRPP-1-HE-G-HYD-33 | 015014 | Thermostatic Mixing Valves | Enware Aquablend TMV - 15mm | Hydraulic Services | Thermostatic Mixing Valves | Enware | Aquablend 1500 |  | 1
#AST1777 |  | CRPP | Health | GR | Ground | HE-083 | Treatment | Hydraulics | 1 | CRPP-1-HE-G-HYD-34 | 015038 | Thermostatic Mixing Valves | Enware Aquablend TMV - 15mm | Hydraulic Services | Thermostatic Mixing Valves | Enware | Aquablend 1500 |  | 1
#AST1778 |  | CRPP | Health | GR | Ground | HE-084 | X-Ray Room | Hydraulics | 1 | CRPP-1-HE-G-HYD-35 | 015037 | Thermostatic Mixing Valves | Enware Aquablend TMV - 15mm | Hydraulic Services | Thermostatic Mixing Valves | Enware | Aquablend 1500 |  | 1
#AST1779 |  | CRPP | Health | GR | Ground | HE-085 | Dental | Hydraulics | 1 | CRPP-1-HE-G-HYD-36 | 015019 | Thermostatic Mixing Valves | Enware Aquablend TMV - 15mm | Hydraulic Services | Thermostatic Mixing Valves | Enware | Aquablend 1500 |  | 1
#AST1780 |  | CRPP | Health | GR | Ground | HE-086 | Dental Workroom | Hydraulics | 1 | CRPP-1-HE-G-HYD-37 | 015015 | Thermostatic Mixing Valves | Enware Aquablend TMV - 15mm | Hydraulic Services | Thermostatic Mixing Valves | Enware | Aquablend 1500 |  | 1
#AST1781 |  | CRPP | Health | GR | Ground | HE-087 | Physio + Ot | Hydraulics | 1 | CRPP-1-HE-G-HYD-38 | 015029 | Thermostatic Mixing Valves | Enware Aquablend TMV - 15mm | Hydraulic Services | Thermostatic Mixing Valves | Enware | Aquablend 1500 |  | 1
#AST1782 |  | CRPP | Health | GR | Ground | HE-088 | Pharmacy | Hydraulics | 1 | CRPP-1-HE-G-HYD-39 | 015023 | Thermostatic Mixing Valves | Enware Aquablend TMV - 15mm | Hydraulic Services | Thermostatic Mixing Valves | Enware | Aquablend 1500 |  | 1
#AST1784 |  | CRPP | Health | GR | Ground | HE-094 | Consulting 10 | Hydraulics | 1 | CRPP-1-HE-G-HYD-41 | 015020 | Thermostatic Mixing Valves | Enware Aquablend TMV - 15mm | Hydraulic Services | Thermostatic Mixing Valves | Enware | Aquablend 1500 |  | 1
#AST1785 |  | CRPP | Health | GR | Ground | HE-095 | Consulting 11 | Hydraulics | 1 | CRPP-1-HE-G-HYD-42 | 015036 | Thermostatic Mixing Valves | Enware Aquablend TMV - 15mm | Hydraulic Services | Thermostatic Mixing Valves | Enware | Aquablend 1500 |  | 1
#AST1786 |  | CRPP | Health | GR | Ground | HE-096 | Consulting 12 | Hydraulics | 1 | CRPP-1-HE-G-HYD-43 | 015046 | Thermostatic Mixing Valves | Enware Aquablend TMV - 15mm | Hydraulic Services | Thermostatic Mixing Valves | Enware | Aquablend 1500 |  | 1
#AST1760 |  | CRPP | Health | GR | Ground | HE-043 | Female Staff Wc | Hydraulics | 1 | CRPP-1-HE-G-HYD-17 | 015021 | Thermostatic Mixing Valves | Enware Aquablend TMV - 20mm | Hydraulic Services | Thermostatic Mixing Valves | Enware | Aquablend 1500 |  | 1
#AST1762 |  | CRPP | Health | GR | Ground | HE-060 | Obs Cell 1 | Hydraulics | 1 | CRPP-1-HE-G-HYD-19 | 015067 | Thermostatic Mixing Valves | Enware water supply management system | Hydraulic Services | Thermostatic Mixing Valves | Enware |  |  | 1
#AST1763 |  | CRPP | Health | GR | Ground | HE-061 | Obs Cell 2 | Hydraulics | 1 | CRPP-1-HE-G-HYD-20 | 015068 | Thermostatic Mixing Valves | Enware water supply management system | Hydraulic Services | Thermostatic Mixing Valves | Enware |  |  | 1
#AST1764 |  | CRPP | Health | GR | Ground | HE-062 | Obs Cell 3 | Hydraulics | 1 | CRPP-1-HE-G-HYD-21 | 015066 | Thermostatic Mixing Valves | Enware water supply management system | Hydraulic Services | Thermostatic Mixing Valves | Enware |  |  | 1
#AST1765 |  | CRPP | Health | GR | Ground | HE-063 | Obs Cell 4 | Hydraulics | 1 | CRPP-1-HE-G-HYD-22 | 015065 | Thermostatic Mixing Valves | Enware water supply management system | Hydraulic Services | Thermostatic Mixing Valves | Enware |  |  | 1
#AST1766 |  | CRPP | Health | GR | Ground | HE-065 | Obs Cell 5 | Hydraulics | 1 | CRPP-1-HE-G-HYD-23 | 015069 | Thermostatic Mixing Valves | Enware water supply management system | Hydraulic Services | Thermostatic Mixing Valves | Enware |  |  | 1
#AST1767 |  | CRPP | Health | GR | Ground | HE-066 | Obs Cell 6 | Hydraulics | 1 | CRPP-1-HE-G-HYD-24 | 015070 | Thermostatic Mixing Valves | Enware water supply management system | Hydraulic Services | Thermostatic Mixing Valves | Enware |  |  | 1
#AST1768 |  | CRPP | Health | GR | Ground | HE-067 | Obs Cell 7 | Hydraulics | 1 | CRPP-1-HE-G-HYD-25 | 015071 | Thermostatic Mixing Valves | Enware water supply management system | Hydraulic Services | Thermostatic Mixing Valves | Enware |  |  | 1
#AST1769 |  | CRPP | Health | GR | Ground | HE-068 | Obs Cell 8 | Hydraulics | 1 | CRPP-1-HE-G-HYD-26 | 015072 | Thermostatic Mixing Valves | Enware water supply management system | Hydraulic Services | Thermostatic Mixing Valves | Enware |  |  | 1
#AST4252 |  | CRPP | Industries Mainstream | GR | Ground | IM-053 | Plant 6 | Hydraulics | 1 | CRPP-1-IM-G-HYD-18 | 015271 | Backflow Prevention Device | 20mm RPZD - DCW only | Hydraulic Services | Backflow Prevention Device | ZURN | Model 375 | B415683 | 1
#AST4251 |  | CRPP | Industries Mainstream | GR | Ground | IM-045 | Workshop 1 | Hydraulics | 1 | CRPP-1-IM-G-HYD-17 | 015274 | Backflow Prevention Device | 20mm RPZD FIXED TO WALL - DCW only in CAGE | Hydraulic Services | Backflow Prevention Device | ZURN | Model 375 | B415835 | 1
#AST4250 |  | CRPP | Industries Mainstream | GR | Ground | IM-014 | Cleaner | Hydraulics | 1 | CRPP-1-IM-G-HYD-16 | 015096 | Backflow Prevention Device | 20mm RPZD in s/s enclosure w/glass viewing screen - DCW only | Hydraulic Services | Backflow Prevention Device | ZURN | Model 375 | B415752 | 1
#AST4243 |  | CRPP | Industries Mainstream | GR | Ground | IM-021 | Plant 3 | Hydraulics | 1 | CRPP-1-IM-G-HYD-09 | 015267 | Domestic Hot Water Service | Domestic hot water plant | Hydraulic Services | Hot Water Units Gas | Rheem | TPI 02 |  | 1
#AST4242 |  | CRPP | Industries Mainstream | GR | Ground | IM-021 | Plant 3 | Hydraulics | 1 | CRPP-1-IM-G-HYD-08 | 015272 | Backflow Prevention Device | Double check valve - Fire (40mm) | Hydraulic Services | Backflow Prevention Device | ZURN | Model 350 | B315768 | 1
#AST4236 | #AST4028 | CRPP | Industries Mainstream | GR | Ground | IM-019 | Acc Prisoner Wc 2 | Hydraulics | 1 | CRPP-1-IM-G-HYD-06 | 015326 | Thermostatic Mixing Valves | Enware Aquablend TMV - 15mm | Hydraulic Services | Thermostatic Mixing Valves | Enware | Aquablend 1500 |  | 1
#AST4248 | #AST4028 | CRPP | Industries Mainstream | GR | Ground | IM-050 | Acc Prisoner Wc 1 | Hydraulics | 1 | CRPP-1-IM-G-HYD-14 | 015321 | Thermostatic Mixing Valves | Enware Aquablend TMV - 15mm | Hydraulic Services | Thermostatic Mixing Valves | Enware | Aquablend 1500 |  | 1
#AST4233 |  | CRPP | Industries Mainstream | GR | Ground | IM-004 | Staff Wc | Hydraulics | 1 | CRPP-1-IM-G-HYD-03 | 015313 | Thermostatic Mixing Valves | Enware Aquablend TMV - 15mm | Hydraulic Services | Thermostatic Mixing Valves | Enware | Aquablend 1500 |  | 1
#AST4256 | #AST4028 | CRPP | Industries Mainstream | GR | Ground | IM-013 | Female Wc & Shower | Hydraulics | 1 | CRPP-1-IM-G-HYD-21 | 015341 | Thermostatic Mixing Valves | Enware Aquablend TMV - 20mm | Hydraulic Services | Thermostatic Mixing Valves | Enware | Aquablend 1500 |  | 1
#AST4237 | #AST4028 | CRPP | Industries Mainstream | GR | Ground | IM-020 | Prisoner Wc 2 | Hydraulics | 1 | CRPP-1-IM-G-HYD-07 | 015347 | Thermostatic Mixing Valves | Enware Aquablend TMV - 20mm | Hydraulic Services | Thermostatic Mixing Valves | Enware | Aquablend 1500 |  | 1
#AST4245 | #AST4028 | CRPP | Industries Mainstream | GR | Ground | IM-027 | Workshop 3 | Hydraulics | 1 | CRPP-1-IM-G-HYD-11 | 015343 | Thermostatic Mixing Valves | Enware Aquablend TMV - 20mm | Hydraulic Services | Thermostatic Mixing Valves | Enware | Aquablend 1500 |  | 1
#AST4246 | #AST4028 | CRPP | Industries Mainstream | GR | Ground | IM-033 | Workshop 2 | Hydraulics | 1 | CRPP-1-IM-G-HYD-12 | 015328 | Thermostatic Mixing Valves | Enware Aquablend TMV - 20mm | Hydraulic Services | Thermostatic Mixing Valves | Enware | Aquablend 1500 |  | 1
#AST4247 | #AST4028 | CRPP | Industries Mainstream | GR | Ground | IM-045 | Workshop 1 | Hydraulics | 1 | CRPP-1-IM-G-HYD-13 | 015313 | Thermostatic Mixing Valves | Enware Aquablend TMV - 20mm | Hydraulic Services | Thermostatic Mixing Valves | Enware | Aquablend 1500 |  | 1
#AST4249 | #AST4028 | CRPP | Industries Mainstream | GR | Ground | IM-051 | Prisoner Wc 1 | Hydraulics | 1 | CRPP-1-IM-G-HYD-15 | 015349 | Thermostatic Mixing Valves | Enware Aquablend TMV - 20mm | Hydraulic Services | Thermostatic Mixing Valves | Enware | Aquablend 1500 |  | 1
#AST4234 |  | CRPP | Industries Mainstream | GR | Ground | IM-008 | Male Wc & Shower | Hydraulics | 1 | CRPP-1-IM-G-HYD-04 | 015342 | Thermostatic Mixing Valves | Enware Aquablend TMV - 20mm | Hydraulic Services | Thermostatic Mixing Valves | Enware | Aquablend 1500 |  | 1
#AST9813 |  | CRPP | Industries Mainstream | GR | Ground | IM-008 | Male Wc & Shower | Hydraulics | 1 | CRPP-1-IM-G-HYD-28 | 015314 | Thermostatic Mixing Valves | Enware Aquablend TMV - 20mm | Hydraulic Services | Thermostatic Mixing Valves | Enware | Aquablend 1500 |  | 1
#AST9812 |  | CRPP | Industries Mainstream | GR | Ground | IM-013 | Female Wc & Shower | Hydraulics | 1 | CRPP-1-IM-G-HYD-27 | 015352 | Thermostatic Mixing Valves | Enware Aquablend TMV - 20mm | Hydraulic Services | Thermostatic Mixing Valves | Enware | Aquablend 1500 |  | 1
#AST4279 |  | CRPP | Industries Protection | GR | Ground | IP-027 | Plant Room 02 | Hydraulics | 1 | CRPP-1-IP-G-HYD-18 | 014953 | Backflow Prevention Device | 20mm RPZD - DCW only | Hydraulic Services | Backflow Prevention Device | ZURN | Model 375 | B383052 | 1
#AST15690 |  | CRPP | Industries Protection | GR | Ground | IP-015 | Fm Tea Room | Hydraulics | 1 | CRPP-1-IP-G-HYD-24 | 015494 | Backflow Prevention Device | 20mm RPZD Fixed to Wall with cage - Cold | Hydraulic Services | Backflow Prevention Device | ZURN | Model 375 | B413723 | 1
#AST4278 |  | CRPP | Industries Protection | GR | Ground | IP-015 | Fm Tea Room | Hydraulics | 1 | CRPP-1-IP-G-HYD-17 | 015494 | Backflow Prevention Device | 20mm RPZD Fixed to Wall with cage - Hot | Hydraulic Services | Backflow Prevention Device | ZURN | Model 375 | B383119 | 1
#AST4275 |  | CRPP | Industries Protection | GR | Ground | IP-003 | Cleaners | Hydraulics | 1 | CRPP-1-IP-G-HYD-15 | 014916 | Backflow Prevention Device | 20mm RPZD in s/s enclosure w/glass viewing screen - DCW only | Hydraulic Services | Backflow Prevention Device | ZURN | Model 375 | B369610 | 1
#AST4280 |  | CRPP | Industries Protection | GR | Ground | IP-048 | Chemical Store | Hydraulics | 1 | CRPP-1-IP-G-HYD-19 | 014036 | Backflow Prevention Device | 20mm RPZD in s/s enclosure w/glass viewing screen - DCW only | Hydraulic Services | Backflow Prevention Device | ZURN | Model 375 | B415763 | 1
#AST4274 |  | CRPP | Industries Protection | GR | Ground | IP-027 | Plant Room 02 | Hydraulics | 1 | CRPP-1-IP-G-HYD-14 | 014034 | Domestic Hot Water Service | Domestic hot water plant | Hydraulic Services | Hot Water Units Gas | Rheem | TPI 03 |  | 1
#AST4273 |  | CRPP | Industries Protection | GR | Ground | IP-027 | Plant Room 02 | Hydraulics | 1 | CRPP-1-IP-G-HYD-13 | 014949 | Backflow Prevention Device | Double check valve - Fire (40mm) | Hydraulic Services | Backflow Prevention Device | ZURN | Model 350 | B298065 | 1
#AST4259 | #AST4028 | CRPP | Industries Protection | GR | Ground | IP-002 | Corridor | Hydraulics | 1 | CRPP-1-IP-G-HYD-03 | 015005 | Thermostatic Mixing Valves | Enware Aquablend TMV - 15mm | Hydraulic Services | Thermostatic Mixing Valves | Enware | Aquablend 1500 |  | 1
#AST4262 | #AST4028 | CRPP | Industries Protection | GR | Ground | IP-011 | Prisoner Tea Room 1 | Hydraulics | 1 | CRPP-1-IP-G-HYD-06 | 015010 | Thermostatic Mixing Valves | Enware Aquablend TMV - 15mm | Hydraulic Services | Thermostatic Mixing Valves | Enware | Aquablend 1500 |  | 1
#AST4264 | #AST4028 | CRPP | Industries Protection | GR | Ground | IP-012 | Industries Workshop 01 | Hydraulics | 1 | CRPP-1-IP-G-HYD-08 | 015493 | Thermostatic Mixing Valves | Enware Aquablend TMV - 15mm | Hydraulic Services | Thermostatic Mixing Valves | Enware | Aquablend 1500 |  | 1
#AST4265 | #AST4028 | CRPP | Industries Protection | GR | Ground | IP-013 | Industries Workshop 02 | Hydraulics | 1 | CRPP-1-IP-G-HYD-09 | 015006 | Thermostatic Mixing Valves | Enware Aquablend TMV - 15mm | Hydraulic Services | Thermostatic Mixing Valves | Enware | Aquablend 1500 |  | 1
#AST4267 | #AST4028 | CRPP | Industries Protection | GR | Ground | IP-021 | Training 2 | Hydraulics | 1 | CRPP-1-IP-G-HYD-11 | 015012 | Thermostatic Mixing Valves | Enware Aquablend TMV - 15mm | Hydraulic Services | Thermostatic Mixing Valves | Enware | Aquablend 1500 |  | 1
#AST4268 | #AST4028 | CRPP | Industries Protection | GR | Ground | IP-022 | Prisoner Tea Room 2 | Hydraulics | 1 | CRPP-1-IP-G-HYD-12 | 015007 | Thermostatic Mixing Valves | Enware Aquablend TMV - 15mm | Hydraulic Services | Thermostatic Mixing Valves | Enware | Aquablend 1500 |  | 1
#AST4260 | #AST4028 | CRPP | Industries Protection | GR | Ground | IP-005 | Staff Change | Hydraulics | 1 | CRPP-1-IP-G-HYD-04 | 015009 | Thermostatic Mixing Valves | Enware Aquablend TMV - 20mm | Hydraulic Services | Thermostatic Mixing Valves | Enware | Aquablend 1500 |  | 1
#AST4261 | #AST4028 | CRPP | Industries Protection | GR | Ground | IP-008 | Prisoner Wc 1 | Hydraulics | 1 | CRPP-1-IP-G-HYD-05 | 015011 | Thermostatic Mixing Valves | Enware Aquablend TMV - 20mm | Hydraulic Services | Thermostatic Mixing Valves | Enware | Aquablend 1500 |  | 1
#AST4263 | #AST4028 | CRPP | Industries Protection | GR | Ground | IP-011 | Prisoner Tea Room 1 | Hydraulics | 1 | CRPP-1-IP-G-HYD-07 | 015013 | Thermostatic Mixing Valves | Enware Aquablend TMV - 20mm | Hydraulic Services | Thermostatic Mixing Valves | Enware | Aquablend 1500 |  | 1
#AST6597 |  | CRPP | Kitchen Laundry | GR | Ground | KL-033 | Chemical Store | Hydraulics | 1 | CRPP-1-KL-G-HYD-35 | 015211 | Backflow Prevention Device | 20mm RPZD in s/s enclosure w/glass viewing screen - Bottom | Hydraulic Services | Backflow Prevention Device | ZURN | Model 375 | B369841 | 1
#AST9811 |  | CRPP | Kitchen Laundry | GR | Ground | KL-012 | Incoming Sorting | Hydraulics | 1 | CRPP-1-KL-G-HYD-39 | 015262 | Backflow Prevention Device | 20mm RPZD in s/s enclosure w/glass viewing screen - Bottom | Hydraulic Services | Backflow Prevention Device | ZURN | Model 375 | B415864 | 1
#AST4310 |  | CRPP | Kitchen Laundry | GR | Ground | KL-009 | Cleaners Room/ Chemical Store | Hydraulics | 1 | CRPP-1-KL-G-HYD-25 | 015216 | Backflow Prevention Device | 20mm RPZD in s/s enclosure w/glass viewing screen - DCW only | Hydraulic Services | Backflow Prevention Device | ZURN | Model 375 | B396194 | 1
#AST6596 |  | CRPP | Kitchen Laundry | GR | Ground | KL-033 | Chemical Store | Hydraulics | 1 | CRPP-1-KL-G-HYD-34 | 015210 | Backflow Prevention Device | 20mm RPZD in s/s enclosure w/glass viewing screen - Top | Hydraulic Services | Backflow Prevention Device | ZURN | Model 375 | B396128 | 1
#AST9810 |  | CRPP | Kitchen Laundry | GR | Ground | KL-012 | Incoming Sorting | Hydraulics | 1 | CRPP-1-KL-G-HYD-38 | 015261 | Backflow Prevention Device | 20mm RPZD in s/s enclosure w/glass viewing screen - Top | Hydraulic Services | Backflow Prevention Device | ZURN | Model 375 | B415774 | 1
#AST4307 |  | CRPP | Kitchen Laundry | GR | Ground | KL-062 | Plantroom 1 | Hydraulics | 1 | CRPP-1-KL-G-HYD-22 | 015190 | Domestic Hot Water Service | Domestic hot water plant | Hydraulic Services | Hot Water Units Gas | Rheem | TPI 08 |  | 1
#AST4295 |  | CRPP | Kitchen Laundry | GR | Ground | KL-041 | Unloading Area | Hydraulics | 1 | CRPP-1-KL-G-HYD-14 | 015198 | Backflow Prevention Device | Double check valve - Fire (50mm) | Hydraulic Services | Backflow Prevention Device | ZURN | Model 350 | B374886 | 1
#AST4287 | #AST4028 | CRPP | Kitchen Laundry | GR | Ground | KL-006 | Prisoner Wc | Hydraulics | 1 | CRPP-1-KL-G-HYD-06 | 015331 | Thermostatic Mixing Valves | Enware Aquablend TMV - 15mm | Hydraulic Services | Thermostatic Mixing Valves | Enware | Aquablend 1500 |  | 1
#AST4286 | #AST4028 | CRPP | Kitchen Laundry | GR | Ground | KL-012 | Incoming Sorting | Hydraulics | 1 | CRPP-1-KL-G-HYD-05 | 015345 | Thermostatic Mixing Valves | Enware Aquablend TMV - 15mm | Hydraulic Services | Thermostatic Mixing Valves | Enware | Aquablend 1500 |  | 1
#AST4291 | #AST4028 | CRPP | Kitchen Laundry | GR | Ground | KL-019 | Kitchen | Hydraulics | 1 | CRPP-1-KL-G-HYD-10 | 014982 | Thermostatic Mixing Valves | Enware Aquablend TMV - 15mm | Hydraulic Services | Thermostatic Mixing Valves | Enware | Aquablend 1500 |  | 1
#AST4292 | #AST4028 | CRPP | Kitchen Laundry | GR | Ground | KL-020 | Tafe Food Tech Training | Hydraulics | 1 | CRPP-1-KL-G-HYD-11 | 014993 | Thermostatic Mixing Valves | Enware Aquablend TMV - 15mm | Hydraulic Services | Thermostatic Mixing Valves | Enware | Aquablend 1500 |  | 1
#AST4313 | #AST4028 | CRPP | Kitchen Laundry | GR | Ground | KL-023 | Prisoner Change & Wc | Hydraulics | 1 | CRPP-1-KL-G-HYD-27 | 014986 | Thermostatic Mixing Valves | Enware Aquablend TMV - 15mm | Hydraulic Services | Thermostatic Mixing Valves | Enware | Aquablend 1500 |  | 1
#AST4294 | #AST4028 | CRPP | Kitchen Laundry | GR | Ground | KL-028 | Clean Trolley Park | Hydraulics | 1 | CRPP-1-KL-G-HYD-13 | 014981 | Thermostatic Mixing Valves | Enware Aquablend TMV - 15mm | Hydraulic Services | Thermostatic Mixing Valves | Enware | Aquablend 1500 |  | 1
#AST4302 | #AST4028 | CRPP | Kitchen Laundry | GR | Ground | KL-049 | Kitchen Drystore | Hydraulics | 1 | CRPP-1-KL-G-HYD-17 | 014991 | Thermostatic Mixing Valves | Enware Aquablend TMV - 15mm | Hydraulic Services | Thermostatic Mixing Valves | Enware | Aquablend 1500 |  | 1
#AST4305 | #AST4028 | CRPP | Kitchen Laundry | GR | Ground | KL-054 | Acc Staff Wc | Hydraulics | 1 | CRPP-1-KL-G-HYD-20 | 015501 | Thermostatic Mixing Valves | Enware Aquablend TMV - 15mm | Hydraulic Services | Thermostatic Mixing Valves | Enware | Aquablend 1500 |  | 1
#AST4306 | #AST4028 | CRPP | Kitchen Laundry | GR | Ground | KL-055 | Male Staff Wc | Hydraulics | 1 | CRPP-1-KL-G-HYD-21 | 015500 | Thermostatic Mixing Valves | Enware Aquablend TMV - 15mm | Hydraulic Services | Thermostatic Mixing Valves | Enware | Aquablend 1500 |  | 1
#AST9808 |  | CRPP | Kitchen Laundry | GR | Ground | KL-019 | Kitchen | Hydraulics | 1 | CRPP-1-KL-G-HYD-36 | 014994 | Thermostatic Mixing Valves | Enware Aquablend TMV - 15mm | Hydraulic Services | Thermostatic Mixing Valves | Enware | Aquablend 1500 |  | 1
#AST9809 |  | CRPP | Kitchen Laundry | GR | Ground | KL-019 | Kitchen | Hydraulics | 1 | CRPP-1-KL-G-HYD-37 | 014984 | Thermostatic Mixing Valves | Enware Aquablend TMV - 15mm | Hydraulic Services | Thermostatic Mixing Valves | Enware | Aquablend 1500 |  | 1
#AST4289 | #AST4028 | CRPP | Kitchen Laundry | GR | Ground | KL-017 | Staff Wc 1 | Hydraulics | 1 | CRPP-1-KL-G-HYD-08 | 015309 | Thermostatic Mixing Valves | Enware Aquablend TMV - 20mm | Hydraulic Services | Thermostatic Mixing Valves | Enware | Aquablend 1500 |  | 1
#AST4308 | #AST4028 | CRPP | Kitchen Laundry | GR | Ground | KL-025 | Airlock | Hydraulics | 1 | CRPP-1-KL-G-HYD-23 | 014983 | Thermostatic Mixing Valves | Enware Aquablend TMV - 20mm | Hydraulic Services | Thermostatic Mixing Valves | Enware | Aquablend 1500 |  | 1
#AST4304 | #AST4028 | CRPP | Kitchen Laundry | GR | Ground | KL-053 | Female Staff Wc | Hydraulics | 1 | CRPP-1-KL-G-HYD-19 | 015499 | Thermostatic Mixing Valves | Enware Aquablend TMV - 20mm | Hydraulic Services | Thermostatic Mixing Valves | Enware | Aquablend 1500 |  | 1
#AST240 |  | CRPP | Mainstream Accommodation 01 | L1 | Level 01 | MA01-104 | Mechanical Plant 1 | Hydraulics | 1 | CRPP-1-MA1-L1-HYD-42 | 013139 | Backflow Prevention Device | 20mm RPZD - DCW only | Hydraulic Services | Backflow Prevention Device | ZURN | Model 375 | B383039 | 1
#AST238 |  | CRPP | Mainstream Accommodation 01 | GR | Ground | MA01-009 | Cleaners 1 | Hydraulics | 1 | CRPP-1-MA1-G-HYD-38 | 013131 | Backflow Prevention Device | 20mm RPZD in s/s enclosure w/glass viewing screen - DCW only | Hydraulic Services | Backflow Prevention Device | ZURN | Model 375 | B396191 | 1
#AST239 |  | CRPP | Mainstream Accommodation 01 | GR | Ground | MA01-020 | Cleaners 2 | Hydraulics | 1 | CRPP-1-MA1-G-HYD-39 | 013128 | Backflow Prevention Device | 20mm RPZD in s/s enclosure w/glass viewing screen - DCW only | Hydraulic Services | Backflow Prevention Device | ZURN | Model 375 | B396118 | 1
#AST163 |  | CRPP | Mainstream Accommodation 01 | L1 | Level 01 | MA01-103 | Hydraulic Plant | Hydraulics | 1 | CRPP-1-MA1-L1-HYD-03 | 013140 | Domestic Hot Water Service | Domestic hot water plant | Hydraulic Services | Hot Water Units Gas | Rheem | TP04 |  | 1
#AST164 |  | CRPP | Mainstream Accommodation 01 | L1 | Level 01 | MA01-103 | Hydraulic Plant | Hydraulics | 1 | CRPP-1-MA1-L1-HYD-04 | 013084 | Backflow Prevention Device | Double check valve - Fire (50mm) | Hydraulic Services | Backflow Prevention Device | ZURN | Model 350 | B186663 | 1
#AST161 | #AST4028 | CRPP | Mainstream Accommodation 01 | GR | Ground | MA01-011 | Store 2 | Hydraulics | 1 | CRPP-1-MA1-G-HYD-01 | 013001 | Thermostatic Mixing Valves | Enware Aquablend TMV - 20mm | Hydraulic Services | Thermostatic Mixing Valves | Enware | Aquablend 1500 |  | 1
#AST165 |  | CRPP | Mainstream Accommodation 01 | GR | Ground | MA01-201 | Cell 1 | Hydraulics | 1 | CRPP-1-MA1-G-HYD-02 | 013074 | Thermostatic Mixing Valves | Enware water supply management system | Hydraulic Services | Thermostatic Mixing Valves | Enware |  |  | 1
#AST166 |  | CRPP | Mainstream Accommodation 01 | GR | Ground | MA01-202 | Cell 2 | Hydraulics | 1 | CRPP-1-MA1-G-HYD-03 | 013075 | Thermostatic Mixing Valves | Enware water supply management system | Hydraulic Services | Thermostatic Mixing Valves | Enware |  |  | 1
#AST167 |  | CRPP | Mainstream Accommodation 01 | GR | Ground | MA01-203 | Cell 3 | Hydraulics | 1 | CRPP-1-MA1-G-HYD-04 | 013076 | Thermostatic Mixing Valves | Enware water supply management system | Hydraulic Services | Thermostatic Mixing Valves | Enware |  |  | 1
#AST168 |  | CRPP | Mainstream Accommodation 01 | GR | Ground | MA01-204 | Cell 4 | Hydraulics | 1 | CRPP-1-MA1-G-HYD-05 | 013077 | Thermostatic Mixing Valves | Enware water supply management system | Hydraulic Services | Thermostatic Mixing Valves | Enware |  |  | 1
#AST169 |  | CRPP | Mainstream Accommodation 01 | GR | Ground | MA01-205 | Cell 5 | Hydraulics | 1 | CRPP-1-MA1-G-HYD-06 | 013078 | Thermostatic Mixing Valves | Enware water supply management system | Hydraulic Services | Thermostatic Mixing Valves | Enware |  |  | 1
#AST170 |  | CRPP | Mainstream Accommodation 01 | GR | Ground | MA01-206 | Cell 6 | Hydraulics | 1 | CRPP-1-MA1-G-HYD-07 | 013079 | Thermostatic Mixing Valves | Enware water supply management system | Hydraulic Services | Thermostatic Mixing Valves | Enware |  |  | 1
#AST171 |  | CRPP | Mainstream Accommodation 01 | GR | Ground | MA01-207 | Cell 7 | Hydraulics | 1 | CRPP-1-MA1-G-HYD-08 | 013080 | Thermostatic Mixing Valves | Enware water supply management system | Hydraulic Services | Thermostatic Mixing Valves | Enware |  |  | 1
#AST172 |  | CRPP | Mainstream Accommodation 01 | GR | Ground | MA01-208 | Cell 8 | Hydraulics | 1 | CRPP-1-MA1-G-HYD-09 | 013081 | Thermostatic Mixing Valves | Enware water supply management system | Hydraulic Services | Thermostatic Mixing Valves | Enware |  |  | 1
#AST173 |  | CRPP | Mainstream Accommodation 01 | GR | Ground | MA01-209 | Cell 9 | Hydraulics | 1 | CRPP-1-MA1-G-HYD-10 | 013082 | Thermostatic Mixing Valves | Enware water supply management system | Hydraulic Services | Thermostatic Mixing Valves | Enware |  |  | 1
#AST174 |  | CRPP | Mainstream Accommodation 01 | GR | Ground | MA01-210 | Cell 10 | Hydraulics | 1 | CRPP-1-MA1-G-HYD-11 | 013083 | Thermostatic Mixing Valves | Enware water supply management system | Hydraulic Services | Thermostatic Mixing Valves | Enware |  |  | 1
#AST175 |  | CRPP | Mainstream Accommodation 01 | GR | Ground | MA01-211 | Cell 11 | Hydraulics | 1 | CRPP-1-MA1-G-HYD-12 | 013179 | Thermostatic Mixing Valves | Enware water supply management system | Hydraulic Services | Thermostatic Mixing Valves | Enware |  |  | 1
#AST176 |  | CRPP | Mainstream Accommodation 01 | GR | Ground | MA01-212 | Cell 12 | Hydraulics | 1 | CRPP-1-MA1-G-HYD-13 | 013178 | Thermostatic Mixing Valves | Enware water supply management system | Hydraulic Services | Thermostatic Mixing Valves | Enware |  |  | 1
#AST177 |  | CRPP | Mainstream Accommodation 01 | GR | Ground | MA01-213 | Cell 13 | Hydraulics | 1 | CRPP-1-MA1-G-HYD-14 | 013177 | Thermostatic Mixing Valves | Enware water supply management system | Hydraulic Services | Thermostatic Mixing Valves | Enware |  |  | 1
#AST178 |  | CRPP | Mainstream Accommodation 01 | GR | Ground | MA01-214 | Cell 14 | Hydraulics | 1 | CRPP-1-MA1-G-HYD-15 | 013176 | Thermostatic Mixing Valves | Enware water supply management system | Hydraulic Services | Thermostatic Mixing Valves | Enware |  |  | 1
#AST179 |  | CRPP | Mainstream Accommodation 01 | GR | Ground | MA01-215 | Cell 15 | Hydraulics | 1 | CRPP-1-MA1-G-HYD-16 | 013175 | Thermostatic Mixing Valves | Enware water supply management system | Hydraulic Services | Thermostatic Mixing Valves | Enware |  |  | 1
#AST180 |  | CRPP | Mainstream Accommodation 01 | GR | Ground | MA01-216 | Cell 16 | Hydraulics | 1 | CRPP-1-MA1-G-HYD-17 | 013179 | Thermostatic Mixing Valves | Enware water supply management system | Hydraulic Services | Thermostatic Mixing Valves | Enware |  |  | 1
#AST181 |  | CRPP | Mainstream Accommodation 01 | GR | Ground | MA01-217 | Double Cell 17 | Hydraulics | 1 | CRPP-1-MA1-G-HYD-18 | 013173 | Thermostatic Mixing Valves | Enware water supply management system | Hydraulic Services | Thermostatic Mixing Valves | Enware |  |  | 1
#AST182 |  | CRPP | Mainstream Accommodation 01 | GR | Ground | MA01-218 | Cell 18 (Acc) | Hydraulics | 1 | CRPP-1-MA1-G-HYD-19 | 013172 | Thermostatic Mixing Valves | Enware water supply management system | Hydraulic Services | Thermostatic Mixing Valves | Enware |  |  | 1
#AST201 |  | CRPP | Mainstream Accommodation 01 | GR | Ground | MA01-237 | Cell 37 (Acc) | Hydraulics | 1 | CRPP-1-MA1-G-HYD-20 | 013132 | Thermostatic Mixing Valves | Enware water supply management system | Hydraulic Services | Thermostatic Mixing Valves | Enware |  | C884355-HUB00037 | 1
#AST202 |  | CRPP | Mainstream Accommodation 01 | GR | Ground | MA01-238 | Double Cell 38 | Hydraulics | 1 | CRPP-1-MA1-G-HYD-21 | 013047 | Thermostatic Mixing Valves | Enware water supply management system | Hydraulic Services | Thermostatic Mixing Valves | Enware |  |  | 1
#AST203 |  | CRPP | Mainstream Accommodation 01 | GR | Ground | MA01-239 | Cell 39 | Hydraulics | 1 | CRPP-1-MA1-G-HYD-22 | 013046 | Thermostatic Mixing Valves | Enware water supply management system | Hydraulic Services | Thermostatic Mixing Valves | Enware |  |  | 1
#AST204 |  | CRPP | Mainstream Accommodation 01 | GR | Ground | MA01-240 | Cell 40 | Hydraulics | 1 | CRPP-1-MA1-G-HYD-23 | 013045 | Thermostatic Mixing Valves | Enware water supply management system | Hydraulic Services | Thermostatic Mixing Valves | Enware |  |  | 1
#AST205 |  | CRPP | Mainstream Accommodation 01 | GR | Ground | MA01-241 | Cell 41 | Hydraulics | 1 | CRPP-1-MA1-G-HYD-24 | 013044 | Thermostatic Mixing Valves | Enware water supply management system | Hydraulic Services | Thermostatic Mixing Valves | Enware |  |  | 1
#AST206 |  | CRPP | Mainstream Accommodation 01 | GR | Ground | MA01-242 | Cell 42 | Hydraulics | 1 | CRPP-1-MA1-G-HYD-25 | 013043 | Thermostatic Mixing Valves | Enware water supply management system | Hydraulic Services | Thermostatic Mixing Valves | Enware |  |  | 1
#AST207 |  | CRPP | Mainstream Accommodation 01 | GR | Ground | MA01-243 | Cell 43 | Hydraulics | 1 | CRPP-1-MA1-G-HYD-26 | 013042 | Thermostatic Mixing Valves | Enware water supply management system | Hydraulic Services | Thermostatic Mixing Valves | Enware |  |  | 1
#AST208 |  | CRPP | Mainstream Accommodation 01 | GR | Ground | MA01-244 | Cell 44 | Hydraulics | 1 | CRPP-1-MA1-G-HYD-27 | 013041 | Thermostatic Mixing Valves | Enware water supply management system | Hydraulic Services | Thermostatic Mixing Valves | Enware |  |  | 1
#AST209 |  | CRPP | Mainstream Accommodation 01 | GR | Ground | MA01-245 | Cell 45 | Hydraulics | 1 | CRPP-1-MA1-G-HYD-28 | 013057 | Thermostatic Mixing Valves | Enware water supply management system | Hydraulic Services | Thermostatic Mixing Valves | Enware |  |  | 1
#AST210 |  | CRPP | Mainstream Accommodation 01 | GR | Ground | MA01-246 | Cell 46 | Hydraulics | 1 | CRPP-1-MA1-G-HYD-29 | 013056 | Thermostatic Mixing Valves | Enware water supply management system | Hydraulic Services | Thermostatic Mixing Valves | Enware |  |  | 1
#AST211 |  | CRPP | Mainstream Accommodation 01 | GR | Ground | MA01-247 | Cell 47 | Hydraulics | 1 | CRPP-1-MA1-G-HYD-30 | 013055 | Thermostatic Mixing Valves | Enware water supply management system | Hydraulic Services | Thermostatic Mixing Valves | Enware |  |  | 1
#AST212 |  | CRPP | Mainstream Accommodation 01 | GR | Ground | MA01-248 | Cell 48 | Hydraulics | 1 | CRPP-1-MA1-G-HYD-31 | 013054 | Thermostatic Mixing Valves | Enware water supply management system | Hydraulic Services | Thermostatic Mixing Valves | Enware |  |  | 1
#AST213 |  | CRPP | Mainstream Accommodation 01 | GR | Ground | MA01-249 | Cell 49 | Hydraulics | 1 | CRPP-1-MA1-G-HYD-32 | 013053 | Thermostatic Mixing Valves | Enware water supply management system | Hydraulic Services | Thermostatic Mixing Valves | Enware |  |  | 1
#AST214 |  | CRPP | Mainstream Accommodation 01 | GR | Ground | MA01-250 | Cell 50 | Hydraulics | 1 | CRPP-1-MA1-G-HYD-33 | 013052 | Thermostatic Mixing Valves | Enware water supply management system | Hydraulic Services | Thermostatic Mixing Valves | Enware |  |  | 1
#AST215 |  | CRPP | Mainstream Accommodation 01 | GR | Ground | MA01-251 | Cell 51 | Hydraulics | 1 | CRPP-1-MA1-G-HYD-34 | 013051 | Thermostatic Mixing Valves | Enware water supply management system | Hydraulic Services | Thermostatic Mixing Valves | Enware |  |  | 1
#AST216 |  | CRPP | Mainstream Accommodation 01 | GR | Ground | MA01-252 | Cell 52 | Hydraulics | 1 | CRPP-1-MA1-G-HYD-35 | 013050 | Thermostatic Mixing Valves | Enware water supply management system | Hydraulic Services | Thermostatic Mixing Valves | Enware |  |  | 1
#AST217 |  | CRPP | Mainstream Accommodation 01 | GR | Ground | MA01-253 | Cell 53 | Hydraulics | 1 | CRPP-1-MA1-G-HYD-36 | 013049 | Thermostatic Mixing Valves | Enware water supply management system | Hydraulic Services | Thermostatic Mixing Valves | Enware |  |  | 1
#AST218 |  | CRPP | Mainstream Accommodation 01 | GR | Ground | MA01-254 | Cell 54 | Hydraulics | 1 | CRPP-1-MA1-G-HYD-37 | 013048 | Thermostatic Mixing Valves | Enware water supply management system | Hydraulic Services | Thermostatic Mixing Valves | Enware |  |  | 1
#AST183 |  | CRPP | Mainstream Accommodation 01 | L1 | Level 01 | MA01-219 | Cell 19 | Hydraulics | 1 | CRPP-1-MA1-L1-HYD-05 | 013171 | Thermostatic Mixing Valves | Enware water supply management system | Hydraulic Services | Thermostatic Mixing Valves | Enware |  |  | 1
#AST184 |  | CRPP | Mainstream Accommodation 01 | L1 | Level 01 | MA01-220 | Cell 20 | Hydraulics | 1 | CRPP-1-MA1-L1-HYD-06 | 013170 | Thermostatic Mixing Valves | Enware water supply management system | Hydraulic Services | Thermostatic Mixing Valves | Enware |  |  | 1
#AST185 |  | CRPP | Mainstream Accommodation 01 | L1 | Level 01 | MA01-221 | Cell 21 | Hydraulics | 1 | CRPP-1-MA1-L1-HYD-07 | 013169 | Thermostatic Mixing Valves | Enware water supply management system | Hydraulic Services | Thermostatic Mixing Valves | Enware |  |  | 1
#AST186 |  | CRPP | Mainstream Accommodation 01 | L1 | Level 01 | MA01-222 | Cell 22 | Hydraulics | 1 | CRPP-1-MA1-L1-HYD-08 | 013168 | Thermostatic Mixing Valves | Enware water supply management system | Hydraulic Services | Thermostatic Mixing Valves | Enware |  |  | 1
#AST187 |  | CRPP | Mainstream Accommodation 01 | L1 | Level 01 | MA01-223 | Cell 23 | Hydraulics | 1 | CRPP-1-MA1-L1-HYD-09 | 013167 | Thermostatic Mixing Valves | Enware water supply management system | Hydraulic Services | Thermostatic Mixing Valves | Enware |  |  | 1
#AST188 |  | CRPP | Mainstream Accommodation 01 | L1 | Level 01 | MA01-224 | Cell 24 | Hydraulics | 1 | CRPP-1-MA1-L1-HYD-10 | 013166 | Thermostatic Mixing Valves | Enware water supply management system | Hydraulic Services | Thermostatic Mixing Valves | Enware |  |  | 1
#AST189 |  | CRPP | Mainstream Accommodation 01 | L1 | Level 01 | MA01-225 | Cell 25 | Hydraulics | 1 | CRPP-1-MA1-L1-HYD-11 | 013165 | Thermostatic Mixing Valves | Enware water supply management system | Hydraulic Services | Thermostatic Mixing Valves | Enware |  |  | 1
#AST190 |  | CRPP | Mainstream Accommodation 01 | L1 | Level 01 | MA01-226 | Cell 26 | Hydraulics | 1 | CRPP-1-MA1-L1-HYD-12 | 013164 | Thermostatic Mixing Valves | Enware water supply management system | Hydraulic Services | Thermostatic Mixing Valves | Enware |  |  | 1
#AST191 |  | CRPP | Mainstream Accommodation 01 | L1 | Level 01 | MA01-227 | Cell 27 | Hydraulics | 1 | CRPP-1-MA1-L1-HYD-13 | 013163 | Thermostatic Mixing Valves | Enware water supply management system | Hydraulic Services | Thermostatic Mixing Valves | Enware |  |  | 1
#AST192 |  | CRPP | Mainstream Accommodation 01 | L1 | Level 01 | MA01-228 | Cell 28 | Hydraulics | 1 | CRPP-1-MA1-L1-HYD-14 | 013162 | Thermostatic Mixing Valves | Enware water supply management system | Hydraulic Services | Thermostatic Mixing Valves | Enware |  |  | 1
#AST193 |  | CRPP | Mainstream Accommodation 01 | L1 | Level 01 | MA01-229 | Cell 29 | Hydraulics | 1 | CRPP-1-MA1-L1-HYD-15 | 013161 | Thermostatic Mixing Valves | Enware water supply management system | Hydraulic Services | Thermostatic Mixing Valves | Enware |  |  | 1
#AST194 |  | CRPP | Mainstream Accommodation 01 | L1 | Level 01 | MA01-230 | Cell 30 | Hydraulics | 1 | CRPP-1-MA1-L1-HYD-16 | 013160 | Thermostatic Mixing Valves | Enware water supply management system | Hydraulic Services | Thermostatic Mixing Valves | Enware |  |  | 1
#AST195 |  | CRPP | Mainstream Accommodation 01 | L1 | Level 01 | MA01-231 | Cell 31 | Hydraulics | 1 | CRPP-1-MA1-L1-HYD-17 | 013159 | Thermostatic Mixing Valves | Enware water supply management system | Hydraulic Services | Thermostatic Mixing Valves | Enware |  |  | 1
#AST196 |  | CRPP | Mainstream Accommodation 01 | L1 | Level 01 | MA01-232 | Cell 32 | Hydraulics | 1 | CRPP-1-MA1-L1-HYD-18 | 013158 | Thermostatic Mixing Valves | Enware water supply management system | Hydraulic Services | Thermostatic Mixing Valves | Enware |  |  | 1
#AST197 |  | CRPP | Mainstream Accommodation 01 | L1 | Level 01 | MA01-233 | Cell 33 | Hydraulics | 1 | CRPP-1-MA1-L1-HYD-19 | 013157 | Thermostatic Mixing Valves | Enware water supply management system | Hydraulic Services | Thermostatic Mixing Valves | Enware |  |  | 1
#AST198 |  | CRPP | Mainstream Accommodation 01 | L1 | Level 01 | MA01-234 | Cell 34 | Hydraulics | 1 | CRPP-1-MA1-L1-HYD-20 | 013156 | Thermostatic Mixing Valves | Enware water supply management system | Hydraulic Services | Thermostatic Mixing Valves | Enware |  |  | 1
#AST199 |  | CRPP | Mainstream Accommodation 01 | L1 | Level 01 | MA01-235 | Double Cell 35 | Hydraulics | 1 | CRPP-1-MA1-L1-HYD-21 | 013155 | Thermostatic Mixing Valves | Enware water supply management system | Hydraulic Services | Thermostatic Mixing Valves | Enware |  |  | 1
#AST200 |  | CRPP | Mainstream Accommodation 01 | L1 | Level 01 | MA01-236 | Double Cell 36 | Hydraulics | 1 | CRPP-1-MA1-L1-HYD-22 | 013154 | Thermostatic Mixing Valves | Enware water supply management system | Hydraulic Services | Thermostatic Mixing Valves | Enware |  |  | 1
#AST219 |  | CRPP | Mainstream Accommodation 01 | L1 | Level 01 | MA01-255 | Double Cell 55 | Hydraulics | 1 | CRPP-1-MA1-L1-HYD-23 | 013149 | Thermostatic Mixing Valves | Enware water supply management system | Hydraulic Services | Thermostatic Mixing Valves | Enware |  |  | 1
#AST220 |  | CRPP | Mainstream Accommodation 01 | L1 | Level 01 | MA01-256 | Double Cell 56 | Hydraulics | 1 | CRPP-1-MA1-L1-HYD-24 | 013148 | Thermostatic Mixing Valves | Enware water supply management system | Hydraulic Services | Thermostatic Mixing Valves | Enware |  |  | 1
#AST221 |  | CRPP | Mainstream Accommodation 01 | L1 | Level 01 | MA01-257 | Cell 57 | Hydraulics | 1 | CRPP-1-MA1-L1-HYD-25 | 013059 | Thermostatic Mixing Valves | Enware water supply management system | Hydraulic Services | Thermostatic Mixing Valves | Enware |  |  | 1
#AST222 |  | CRPP | Mainstream Accommodation 01 | L1 | Level 01 | MA01-258 | Cell 58 | Hydraulics | 1 | CRPP-1-MA1-L1-HYD-26 | 013058 | Thermostatic Mixing Valves | Enware water supply management system | Hydraulic Services | Thermostatic Mixing Valves | Enware |  |  | 1
#AST223 |  | CRPP | Mainstream Accommodation 01 | L1 | Level 01 | MA01-259 | Cell 59 | Hydraulics | 1 | CRPP-1-MA1-L1-HYD-27 | 013061 | Thermostatic Mixing Valves | Enware water supply management system | Hydraulic Services | Thermostatic Mixing Valves | Enware |  |  | 1
#AST224 |  | CRPP | Mainstream Accommodation 01 | L1 | Level 01 | MA01-260 | Cell 60 | Hydraulics | 1 | CRPP-1-MA1-L1-HYD-28 | 013060 | Thermostatic Mixing Valves | Enware water supply management system | Hydraulic Services | Thermostatic Mixing Valves | Enware |  |  | 1
#AST225 |  | CRPP | Mainstream Accommodation 01 | L1 | Level 01 | MA01-261 | Cell 61 | Hydraulics | 1 | CRPP-1-MA1-L1-HYD-29 | 013062 | Thermostatic Mixing Valves | Enware water supply management system | Hydraulic Services | Thermostatic Mixing Valves | Enware |  |  | 1
#AST226 |  | CRPP | Mainstream Accommodation 01 | L1 | Level 01 | MA01-262 | Cell 62 | Hydraulics | 1 | CRPP-1-MA1-L1-HYD-30 | 013063 | Thermostatic Mixing Valves | Enware water supply management system | Hydraulic Services | Thermostatic Mixing Valves | Enware |  |  | 1
#AST227 |  | CRPP | Mainstream Accommodation 01 | L1 | Level 01 | MA01-263 | Cell 63 | Hydraulics | 1 | CRPP-1-MA1-L1-HYD-31 | 013064 | Thermostatic Mixing Valves | Enware water supply management system | Hydraulic Services | Thermostatic Mixing Valves | Enware |  |  | 1
#AST228 |  | CRPP | Mainstream Accommodation 01 | L1 | Level 01 | MA01-264 | Cell 64 | Hydraulics | 1 | CRPP-1-MA1-L1-HYD-32 | 013065 | Thermostatic Mixing Valves | Enware water supply management system | Hydraulic Services | Thermostatic Mixing Valves | Enware |  |  | 1
#AST229 |  | CRPP | Mainstream Accommodation 01 | L1 | Level 01 | MA01-265 | Cell 65 | Hydraulics | 1 | CRPP-1-MA1-L1-HYD-33 | 013066 | Thermostatic Mixing Valves | Enware water supply management system | Hydraulic Services | Thermostatic Mixing Valves | Enware |  |  | 1
#AST230 |  | CRPP | Mainstream Accommodation 01 | L1 | Level 01 | MA01-266 | Cell 66 | Hydraulics | 1 | CRPP-1-MA1-L1-HYD-34 | 013067 | Thermostatic Mixing Valves | Enware water supply management system | Hydraulic Services | Thermostatic Mixing Valves | Enware |  |  | 1
#AST231 |  | CRPP | Mainstream Accommodation 01 | L1 | Level 01 | MA01-267 | Cell 67 | Hydraulics | 1 | CRPP-1-MA1-L1-HYD-35 | 013068 | Thermostatic Mixing Valves | Enware water supply management system | Hydraulic Services | Thermostatic Mixing Valves | Enware |  |  | 1
#AST232 |  | CRPP | Mainstream Accommodation 01 | L1 | Level 01 | MA01-268 | Cell 68 | Hydraulics | 1 | CRPP-1-MA1-L1-HYD-36 | 013069 | Thermostatic Mixing Valves | Enware water supply management system | Hydraulic Services | Thermostatic Mixing Valves | Enware |  |  | 1
#AST233 |  | CRPP | Mainstream Accommodation 01 | L1 | Level 01 | MA01-269 | Cell 69 | Hydraulics | 1 | CRPP-1-MA1-L1-HYD-37 | 013070 | Thermostatic Mixing Valves | Enware water supply management system | Hydraulic Services | Thermostatic Mixing Valves | Enware |  |  | 1
#AST234 |  | CRPP | Mainstream Accommodation 01 | L1 | Level 01 | MA01-270 | Cell 70 | Hydraulics | 1 | CRPP-1-MA1-L1-HYD-38 | 013071 | Thermostatic Mixing Valves | Enware water supply management system | Hydraulic Services | Thermostatic Mixing Valves | Enware |  |  | 1
#AST235 |  | CRPP | Mainstream Accommodation 01 | L1 | Level 01 | MA01-271 | Cell 71 | Hydraulics | 1 | CRPP-1-MA1-L1-HYD-39 | 013072 | Thermostatic Mixing Valves | Enware water supply management system | Hydraulic Services | Thermostatic Mixing Valves | Enware |  |  | 1
#AST236 |  | CRPP | Mainstream Accommodation 01 | L1 | Level 01 | MA01-272 | Cell 72 | Hydraulics | 1 | CRPP-1-MA1-L1-HYD-40 | 013073 | Thermostatic Mixing Valves | Enware water supply management system | Hydraulic Services | Thermostatic Mixing Valves | Enware |  |  | 1
#AST406 |  | CRPP | Mainstream Accommodation 02 | L1 | Level 01 | MA02-104 | Mechanical Plant 1 | Hydraulics | 1 | CRPP-1-MA2-L1-HYD-42 | 013278 | Backflow Prevention Device | 20mm RPZD - DCW only | Hydraulic Services | Backflow Prevention Device | ZURN | Model 375 | B383115 | 1
#AST404 |  | CRPP | Mainstream Accommodation 02 | GR | Ground | MA02-009 | Cleaners 1 | Hydraulics | 1 | CRPP-1-MA2-G-HYD-38 | 013382 | Backflow Prevention Device | 20mm RPZD in s/s enclosure w/glass viewing screen - DCW only | Hydraulic Services | Backflow Prevention Device | ZURN | Model 375 | B395874 | 1
#AST405 |  | CRPP | Mainstream Accommodation 02 | GR | Ground | MA02-020 | Cleaners 2 | Hydraulics | 1 | CRPP-1-MA2-G-HYD-39 | 013383 | Backflow Prevention Device | 20mm RPZD in s/s enclosure w/glass viewing screen - DCW only | Hydraulic Services | Backflow Prevention Device | ZURN | Model 375 | B396105 | 1
#AST329 |  | CRPP | Mainstream Accommodation 02 | L1 | Level 01 | MA02-103 | Hydraulic Plant | Hydraulics | 1 | CRPP-1-MA2-L1-HYD-03 | 013282 | Domestic Hot Water Service | Domestic hot water plant | Hydraulic Services | Hot Water Units Gas | Rheem | TP04 |  | 1
#AST330 |  | CRPP | Mainstream Accommodation 02 | L1 | Level 01 | MA02-103 | Hydraulic Plant | Hydraulics | 1 | CRPP-1-MA2-L1-HYD-04 | 013279 | Backflow Prevention Device | Double check valve - Fire (50mm) | Hydraulic Services | Backflow Prevention Device | ZURN | Model 350 | B316676 | 1
#AST327 | #AST4028 | CRPP | Mainstream Accommodation 02 | GR | Ground | MA02-011 | Store 2 | Hydraulics | 1 | CRPP-1-MA2-G-HYD-01 | 013380 | Thermostatic Mixing Valves | Enware Aquablend TMV - 20mm | Hydraulic Services | Thermostatic Mixing Valves | Enware | Aquablend 1500 |  | 1
#AST331 |  | CRPP | Mainstream Accommodation 02 | GR | Ground | MA02-201 | Cell 1 | Hydraulics | 1 | CRPP-1-MA2-G-HYD-02 | 013135 | Thermostatic Mixing Valves | Enware water supply management system | Hydraulic Services | Thermostatic Mixing Valves | Enware |  |  | 1
#AST332 |  | CRPP | Mainstream Accommodation 02 | GR | Ground | MA02-202 | Cell 2 | Hydraulics | 1 | CRPP-1-MA2-G-HYD-03 | 013136 | Thermostatic Mixing Valves | Enware water supply management system | Hydraulic Services | Thermostatic Mixing Valves | Enware |  |  | 1
#AST333 |  | CRPP | Mainstream Accommodation 02 | GR | Ground | MA02-203 | Cell 3 | Hydraulics | 1 | CRPP-1-MA2-G-HYD-04 | 013137 | Thermostatic Mixing Valves | Enware water supply management system | Hydraulic Services | Thermostatic Mixing Valves | Enware |  |  | 1
#AST334 |  | CRPP | Mainstream Accommodation 02 | GR | Ground | MA02-204 | Cell 4 | Hydraulics | 1 | CRPP-1-MA2-G-HYD-05 | 013133 | Thermostatic Mixing Valves | Enware water supply management system | Hydraulic Services | Thermostatic Mixing Valves | Enware |  |  | 1
#AST335 |  | CRPP | Mainstream Accommodation 02 | GR | Ground | MA02-205 | Cell 5 | Hydraulics | 1 | CRPP-1-MA2-G-HYD-06 | 013134 | Thermostatic Mixing Valves | Enware water supply management system | Hydraulic Services | Thermostatic Mixing Valves | Enware |  |  | 1
#AST336 |  | CRPP | Mainstream Accommodation 02 | GR | Ground | MA02-206 | Cell 6 | Hydraulics | 1 | CRPP-1-MA2-G-HYD-07 | 013201 | Thermostatic Mixing Valves | Enware water supply management system | Hydraulic Services | Thermostatic Mixing Valves | Enware |  |  | 1
#AST337 |  | CRPP | Mainstream Accommodation 02 | GR | Ground | MA02-207 | Cell 7 | Hydraulics | 1 | CRPP-1-MA2-G-HYD-08 | 013202 | Thermostatic Mixing Valves | Enware water supply management system | Hydraulic Services | Thermostatic Mixing Valves | Enware |  |  | 1
#AST338 |  | CRPP | Mainstream Accommodation 02 | GR | Ground | MA02-208 | Cell 8 | Hydraulics | 1 | CRPP-1-MA2-G-HYD-09 | 013203 | Thermostatic Mixing Valves | Enware water supply management system | Hydraulic Services | Thermostatic Mixing Valves | Enware |  |  | 1
#AST339 |  | CRPP | Mainstream Accommodation 02 | GR | Ground | MA02-209 | Cell 9 | Hydraulics | 1 | CRPP-1-MA2-G-HYD-10 | 013204 | Thermostatic Mixing Valves | Enware water supply management system | Hydraulic Services | Thermostatic Mixing Valves | Enware |  |  | 1
#AST340 |  | CRPP | Mainstream Accommodation 02 | GR | Ground | MA02-210 | Cell 10 | Hydraulics | 1 | CRPP-1-MA2-G-HYD-11 | 013205 | Thermostatic Mixing Valves | Enware water supply management system | Hydraulic Services | Thermostatic Mixing Valves | Enware |  |  | 1
#AST341 |  | CRPP | Mainstream Accommodation 02 | GR | Ground | MA02-211 | Cell 11 | Hydraulics | 1 | CRPP-1-MA2-G-HYD-12 | 013206 | Thermostatic Mixing Valves | Enware water supply management system | Hydraulic Services | Thermostatic Mixing Valves | Enware |  |  | 1
#AST342 |  | CRPP | Mainstream Accommodation 02 | GR | Ground | MA02-212 | Cell 12 | Hydraulics | 1 | CRPP-1-MA2-G-HYD-13 | 013207 | Thermostatic Mixing Valves | Enware water supply management system | Hydraulic Services | Thermostatic Mixing Valves | Enware |  |  | 1
#AST343 |  | CRPP | Mainstream Accommodation 02 | GR | Ground | MA02-213 | Cell 13 | Hydraulics | 1 | CRPP-1-MA2-G-HYD-14 | 013208 | Thermostatic Mixing Valves | Enware water supply management system | Hydraulic Services | Thermostatic Mixing Valves | Enware |  |  | 1
#AST344 |  | CRPP | Mainstream Accommodation 02 | GR | Ground | MA02-214 | Cell 14 | Hydraulics | 1 | CRPP-1-MA2-G-HYD-15 | 013209 | Thermostatic Mixing Valves | Enware water supply management system | Hydraulic Services | Thermostatic Mixing Valves | Enware |  |  | 1
#AST345 |  | CRPP | Mainstream Accommodation 02 | GR | Ground | MA02-215 | Cell 15 | Hydraulics | 1 | CRPP-1-MA2-G-HYD-16 | 013210 | Thermostatic Mixing Valves | Enware water supply management system | Hydraulic Services | Thermostatic Mixing Valves | Enware |  |  | 1
#AST346 |  | CRPP | Mainstream Accommodation 02 | GR | Ground | MA02-216 | Cell 16 | Hydraulics | 1 | CRPP-1-MA2-G-HYD-17 | 013211 | Thermostatic Mixing Valves | Enware water supply management system | Hydraulic Services | Thermostatic Mixing Valves | Enware |  |  | 1
#AST347 |  | CRPP | Mainstream Accommodation 02 | GR | Ground | MA02-217 | Double Cell 17 | Hydraulics | 1 | CRPP-1-MA2-G-HYD-18 | 013212 | Thermostatic Mixing Valves | Enware water supply management system | Hydraulic Services | Thermostatic Mixing Valves | Enware |  |  | 1
#AST348 |  | CRPP | Mainstream Accommodation 02 | GR | Ground | MA02-218 | Cell 18 (Acc) | Hydraulics | 1 | CRPP-1-MA2-G-HYD-19 | 013213 | Thermostatic Mixing Valves | Enware water supply management system | Hydraulic Services | Thermostatic Mixing Valves | Enware |  |  | 1
#AST367 |  | CRPP | Mainstream Accommodation 02 | GR | Ground | MA02-237 | Cell 37 (Acc) | Hydraulics | 1 | CRPP-1-MA2-G-HYD-20 | 013239 | Thermostatic Mixing Valves | Enware water supply management system | Hydraulic Services | Thermostatic Mixing Valves | Enware |  |  | 1
#AST368 |  | CRPP | Mainstream Accommodation 02 | GR | Ground | MA02-238 | Double Cell 38 | Hydraulics | 1 | CRPP-1-MA2-G-HYD-21 | 013240 | Thermostatic Mixing Valves | Enware water supply management system | Hydraulic Services | Thermostatic Mixing Valves | Enware |  |  | 1
#AST369 |  | CRPP | Mainstream Accommodation 02 | GR | Ground | MA02-239 | Cell 39 | Hydraulics | 1 | CRPP-1-MA2-G-HYD-22 | 013241 | Thermostatic Mixing Valves | Enware water supply management system | Hydraulic Services | Thermostatic Mixing Valves | Enware |  |  | 1
#AST370 |  | CRPP | Mainstream Accommodation 02 | GR | Ground | MA02-240 | Cell 40 | Hydraulics | 1 | CRPP-1-MA2-G-HYD-23 | 013242 | Thermostatic Mixing Valves | Enware water supply management system | Hydraulic Services | Thermostatic Mixing Valves | Enware |  |  | 1
#AST371 |  | CRPP | Mainstream Accommodation 02 | GR | Ground | MA02-241 | Cell 41 | Hydraulics | 1 | CRPP-1-MA2-G-HYD-24 | 013243 | Thermostatic Mixing Valves | Enware water supply management system | Hydraulic Services | Thermostatic Mixing Valves | Enware |  |  | 1
#AST372 |  | CRPP | Mainstream Accommodation 02 | GR | Ground | MA02-242 | Cell 42 | Hydraulics | 1 | CRPP-1-MA2-G-HYD-25 | 013244 | Thermostatic Mixing Valves | Enware water supply management system | Hydraulic Services | Thermostatic Mixing Valves | Enware |  |  | 1
#AST373 |  | CRPP | Mainstream Accommodation 02 | GR | Ground | MA02-243 | Cell 43 | Hydraulics | 1 | CRPP-1-MA2-G-HYD-26 | 013245 | Thermostatic Mixing Valves | Enware water supply management system | Hydraulic Services | Thermostatic Mixing Valves | Enware |  |  | 1
#AST374 |  | CRPP | Mainstream Accommodation 02 | GR | Ground | MA02-244 | Cell 44 | Hydraulics | 1 | CRPP-1-MA2-G-HYD-27 | 013246 | Thermostatic Mixing Valves | Enware water supply management system | Hydraulic Services | Thermostatic Mixing Valves | Enware |  |  | 1
#AST375 |  | CRPP | Mainstream Accommodation 02 | GR | Ground | MA02-245 | Cell 45 | Hydraulics | 1 | CRPP-1-MA2-G-HYD-28 | 013247 | Thermostatic Mixing Valves | Enware water supply management system | Hydraulic Services | Thermostatic Mixing Valves | Enware |  |  | 1
#AST376 |  | CRPP | Mainstream Accommodation 02 | GR | Ground | MA02-246 | Cell 46 | Hydraulics | 1 | CRPP-1-MA2-G-HYD-29 | 013248 | Thermostatic Mixing Valves | Enware water supply management system | Hydraulic Services | Thermostatic Mixing Valves | Enware |  |  | 1
#AST377 |  | CRPP | Mainstream Accommodation 02 | GR | Ground | MA02-247 | Cell 47 | Hydraulics | 1 | CRPP-1-MA2-G-HYD-30 | 013249 | Thermostatic Mixing Valves | Enware water supply management system | Hydraulic Services | Thermostatic Mixing Valves | Enware |  |  | 1
#AST378 |  | CRPP | Mainstream Accommodation 02 | GR | Ground | MA02-248 | Cell 48 | Hydraulics | 1 | CRPP-1-MA2-G-HYD-31 | 013250 | Thermostatic Mixing Valves | Enware water supply management system | Hydraulic Services | Thermostatic Mixing Valves | Enware |  |  | 1
#AST379 |  | CRPP | Mainstream Accommodation 02 | GR | Ground | MA02-249 | Cell 49 | Hydraulics | 1 | CRPP-1-MA2-G-HYD-32 | 013251 | Thermostatic Mixing Valves | Enware water supply management system | Hydraulic Services | Thermostatic Mixing Valves | Enware |  |  | 1
#AST380 |  | CRPP | Mainstream Accommodation 02 | GR | Ground | MA02-250 | Cell 50 | Hydraulics | 1 | CRPP-1-MA2-G-HYD-33 | 013252 | Thermostatic Mixing Valves | Enware water supply management system | Hydraulic Services | Thermostatic Mixing Valves | Enware |  |  | 1
#AST381 |  | CRPP | Mainstream Accommodation 02 | GR | Ground | MA02-251 | Cell 51 | Hydraulics | 1 | CRPP-1-MA2-G-HYD-34 | 013253 | Thermostatic Mixing Valves | Enware water supply management system | Hydraulic Services | Thermostatic Mixing Valves | Enware |  |  | 1
#AST382 |  | CRPP | Mainstream Accommodation 02 | GR | Ground | MA02-252 | Cell 52 | Hydraulics | 1 | CRPP-1-MA2-G-HYD-35 | 013254 | Thermostatic Mixing Valves | Enware water supply management system | Hydraulic Services | Thermostatic Mixing Valves | Enware |  |  | 1
#AST383 |  | CRPP | Mainstream Accommodation 02 | GR | Ground | MA02-253 | Cell 53 | Hydraulics | 1 | CRPP-1-MA2-G-HYD-36 | 013255 | Thermostatic Mixing Valves | Enware water supply management system | Hydraulic Services | Thermostatic Mixing Valves | Enware |  |  | 1
#AST384 |  | CRPP | Mainstream Accommodation 02 | GR | Ground | MA02-254 | Cell 54 | Hydraulics | 1 | CRPP-1-MA2-G-HYD-37 | 013256 | Thermostatic Mixing Valves | Enware water supply management system | Hydraulic Services | Thermostatic Mixing Valves | Enware |  |  | 1
#AST349 |  | CRPP | Mainstream Accommodation 02 | L1 | Level 01 | MA02-219 | Cell 19 | Hydraulics | 1 | CRPP-1-MA2-L1-HYD-05 | 013214 | Thermostatic Mixing Valves | Enware water supply management system | Hydraulic Services | Thermostatic Mixing Valves | Enware |  |  | 1
#AST350 |  | CRPP | Mainstream Accommodation 02 | L1 | Level 01 | MA02-220 | Cell 20 | Hydraulics | 1 | CRPP-1-MA2-L1-HYD-06 | 013215 | Thermostatic Mixing Valves | Enware water supply management system | Hydraulic Services | Thermostatic Mixing Valves | Enware |  |  | 1
#AST351 |  | CRPP | Mainstream Accommodation 02 | L1 | Level 01 | MA02-221 | Cell 21 | Hydraulics | 1 | CRPP-1-MA2-L1-HYD-07 | 013216 | Thermostatic Mixing Valves | Enware water supply management system | Hydraulic Services | Thermostatic Mixing Valves | Enware |  |  | 1
#AST352 |  | CRPP | Mainstream Accommodation 02 | L1 | Level 01 | MA02-222 | Cell 22 | Hydraulics | 1 | CRPP-1-MA2-L1-HYD-08 | 013217 | Thermostatic Mixing Valves | Enware water supply management system | Hydraulic Services | Thermostatic Mixing Valves | Enware |  |  | 1
#AST353 |  | CRPP | Mainstream Accommodation 02 | L1 | Level 01 | MA02-223 | Cell 23 | Hydraulics | 1 | CRPP-1-MA2-L1-HYD-09 | 013218 | Thermostatic Mixing Valves | Enware water supply management system | Hydraulic Services | Thermostatic Mixing Valves | Enware |  |  | 1
#AST354 |  | CRPP | Mainstream Accommodation 02 | L1 | Level 01 | MA02-224 | Cell 24 | Hydraulics | 1 | CRPP-1-MA2-L1-HYD-10 | 013219 | Thermostatic Mixing Valves | Enware water supply management system | Hydraulic Services | Thermostatic Mixing Valves | Enware |  |  | 1
#AST355 |  | CRPP | Mainstream Accommodation 02 | L1 | Level 01 | MA02-225 | Cell 25 | Hydraulics | 1 | CRPP-1-MA2-L1-HYD-11 | 013220 | Thermostatic Mixing Valves | Enware water supply management system | Hydraulic Services | Thermostatic Mixing Valves | Enware |  |  | 1
#AST356 |  | CRPP | Mainstream Accommodation 02 | L1 | Level 01 | MA02-226 | Cell 26 | Hydraulics | 1 | CRPP-1-MA2-L1-HYD-12 | 013221 | Thermostatic Mixing Valves | Enware water supply management system | Hydraulic Services | Thermostatic Mixing Valves | Enware |  |  | 1
#AST357 |  | CRPP | Mainstream Accommodation 02 | L1 | Level 01 | MA02-227 | Cell 27 | Hydraulics | 1 | CRPP-1-MA2-L1-HYD-13 | 013222 | Thermostatic Mixing Valves | Enware water supply management system | Hydraulic Services | Thermostatic Mixing Valves | Enware |  |  | 1
#AST358 |  | CRPP | Mainstream Accommodation 02 | L1 | Level 01 | MA02-228 | Cell 28 | Hydraulics | 1 | CRPP-1-MA2-L1-HYD-14 | 013223 | Thermostatic Mixing Valves | Enware water supply management system | Hydraulic Services | Thermostatic Mixing Valves | Enware |  |  | 1
#AST359 |  | CRPP | Mainstream Accommodation 02 | L1 | Level 01 | MA02-229 | Cell 29 | Hydraulics | 1 | CRPP-1-MA2-L1-HYD-15 | 013224 | Thermostatic Mixing Valves | Enware water supply management system | Hydraulic Services | Thermostatic Mixing Valves | Enware |  |  | 1
#AST360 |  | CRPP | Mainstream Accommodation 02 | L1 | Level 01 | MA02-230 | Cell 30 | Hydraulics | 1 | CRPP-1-MA2-L1-HYD-16 | 013225 | Thermostatic Mixing Valves | Enware water supply management system | Hydraulic Services | Thermostatic Mixing Valves | Enware |  |  | 1
#AST361 |  | CRPP | Mainstream Accommodation 02 | L1 | Level 01 | MA02-231 | Cell 31 | Hydraulics | 1 | CRPP-1-MA2-L1-HYD-17 | 013226 | Thermostatic Mixing Valves | Enware water supply management system | Hydraulic Services | Thermostatic Mixing Valves | Enware |  |  | 1
#AST362 |  | CRPP | Mainstream Accommodation 02 | L1 | Level 01 | MA02-232 | Cell 32 | Hydraulics | 1 | CRPP-1-MA2-L1-HYD-18 | 013227 | Thermostatic Mixing Valves | Enware water supply management system | Hydraulic Services | Thermostatic Mixing Valves | Enware |  |  | 1
#AST363 |  | CRPP | Mainstream Accommodation 02 | L1 | Level 01 | MA02-233 | Cell 33 | Hydraulics | 1 | CRPP-1-MA2-L1-HYD-19 | 013228 | Thermostatic Mixing Valves | Enware water supply management system | Hydraulic Services | Thermostatic Mixing Valves | Enware |  |  | 1
#AST364 |  | CRPP | Mainstream Accommodation 02 | L1 | Level 01 | MA02-234 | Cell 34 | Hydraulics | 1 | CRPP-1-MA2-L1-HYD-20 | 013229 | Thermostatic Mixing Valves | Enware water supply management system | Hydraulic Services | Thermostatic Mixing Valves | Enware |  |  | 1
#AST365 |  | CRPP | Mainstream Accommodation 02 | L1 | Level 01 | MA02-235 | Double Cell 35 | Hydraulics | 1 | CRPP-1-MA2-L1-HYD-21 | 013230 | Thermostatic Mixing Valves | Enware water supply management system | Hydraulic Services | Thermostatic Mixing Valves | Enware |  |  | 1
#AST366 |  | CRPP | Mainstream Accommodation 02 | L1 | Level 01 | MA02-236 | Double Cell 36 | Hydraulics | 1 | CRPP-1-MA2-L1-HYD-22 | 013231 | Thermostatic Mixing Valves | Enware water supply management system | Hydraulic Services | Thermostatic Mixing Valves | Enware |  |  | 1
#AST385 |  | CRPP | Mainstream Accommodation 02 | L1 | Level 01 | MA02-255 | Double Cell 55 | Hydraulics | 1 | CRPP-1-MA2-L1-HYD-23 | 013258 | Thermostatic Mixing Valves | Enware water supply management system | Hydraulic Services | Thermostatic Mixing Valves | Enware |  |  | 1
#AST386 |  | CRPP | Mainstream Accommodation 02 | L1 | Level 01 | MA02-256 | Double Cell 56 | Hydraulics | 1 | CRPP-1-MA2-L1-HYD-24 | 013259 | Thermostatic Mixing Valves | Enware water supply management system | Hydraulic Services | Thermostatic Mixing Valves | Enware |  |  | 1
#AST387 |  | CRPP | Mainstream Accommodation 02 | L1 | Level 01 | MA02-257 | Cell 57 | Hydraulics | 1 | CRPP-1-MA2-L1-HYD-25 | 013260 | Thermostatic Mixing Valves | Enware water supply management system | Hydraulic Services | Thermostatic Mixing Valves | Enware |  |  | 1
#AST388 |  | CRPP | Mainstream Accommodation 02 | L1 | Level 01 | MA02-258 | Cell 58 | Hydraulics | 1 | CRPP-1-MA2-L1-HYD-26 | 013261 | Thermostatic Mixing Valves | Enware water supply management system | Hydraulic Services | Thermostatic Mixing Valves | Enware |  |  | 1
#AST389 |  | CRPP | Mainstream Accommodation 02 | L1 | Level 01 | MA02-259 | Cell 59 | Hydraulics | 1 | CRPP-1-MA2-L1-HYD-27 | 013262 | Thermostatic Mixing Valves | Enware water supply management system | Hydraulic Services | Thermostatic Mixing Valves | Enware |  |  | 1
#AST390 |  | CRPP | Mainstream Accommodation 02 | L1 | Level 01 | MA02-260 | Cell 60 | Hydraulics | 1 | CRPP-1-MA2-L1-HYD-28 | 013623 | Thermostatic Mixing Valves | Enware water supply management system | Hydraulic Services | Thermostatic Mixing Valves | Enware |  |  | 1
#AST391 |  | CRPP | Mainstream Accommodation 02 | L1 | Level 01 | MA02-261 | Cell 61 | Hydraulics | 1 | CRPP-1-MA2-L1-HYD-29 | 013264 | Thermostatic Mixing Valves | Enware water supply management system | Hydraulic Services | Thermostatic Mixing Valves | Enware |  |  | 1
#AST392 |  | CRPP | Mainstream Accommodation 02 | L1 | Level 01 | MA02-262 | Cell 62 | Hydraulics | 1 | CRPP-1-MA2-L1-HYD-30 | 013265 | Thermostatic Mixing Valves | Enware water supply management system | Hydraulic Services | Thermostatic Mixing Valves | Enware |  |  | 1
#AST393 |  | CRPP | Mainstream Accommodation 02 | L1 | Level 01 | MA02-263 | Cell 63 | Hydraulics | 1 | CRPP-1-MA2-L1-HYD-31 | 013266 | Thermostatic Mixing Valves | Enware water supply management system | Hydraulic Services | Thermostatic Mixing Valves | Enware |  |  | 1
#AST394 |  | CRPP | Mainstream Accommodation 02 | L1 | Level 01 | MA02-264 | Cell 64 | Hydraulics | 1 | CRPP-1-MA2-L1-HYD-32 | 013267 | Thermostatic Mixing Valves | Enware water supply management system | Hydraulic Services | Thermostatic Mixing Valves | Enware |  |  | 1
#AST395 |  | CRPP | Mainstream Accommodation 02 | L1 | Level 01 | MA02-265 | Cell 65 | Hydraulics | 1 | CRPP-1-MA2-L1-HYD-33 | 013268 | Thermostatic Mixing Valves | Enware water supply management system | Hydraulic Services | Thermostatic Mixing Valves | Enware |  |  | 1
#AST396 |  | CRPP | Mainstream Accommodation 02 | L1 | Level 01 | MA02-266 | Cell 66 | Hydraulics | 1 | CRPP-1-MA2-L1-HYD-34 | 013269 | Thermostatic Mixing Valves | Enware water supply management system | Hydraulic Services | Thermostatic Mixing Valves | Enware |  |  | 1
#AST397 |  | CRPP | Mainstream Accommodation 02 | L1 | Level 01 | MA02-267 | Cell 67 | Hydraulics | 1 | CRPP-1-MA2-L1-HYD-35 | 013270 | Thermostatic Mixing Valves | Enware water supply management system | Hydraulic Services | Thermostatic Mixing Valves | Enware |  |  | 1
#AST398 |  | CRPP | Mainstream Accommodation 02 | L1 | Level 01 | MA02-268 | Cell 68 | Hydraulics | 1 | CRPP-1-MA2-L1-HYD-36 | 013271 | Thermostatic Mixing Valves | Enware water supply management system | Hydraulic Services | Thermostatic Mixing Valves | Enware |  |  | 1
#AST399 |  | CRPP | Mainstream Accommodation 02 | L1 | Level 01 | MA02-269 | Cell 69 | Hydraulics | 1 | CRPP-1-MA2-L1-HYD-37 | 013272 | Thermostatic Mixing Valves | Enware water supply management system | Hydraulic Services | Thermostatic Mixing Valves | Enware |  |  | 1
#AST400 |  | CRPP | Mainstream Accommodation 02 | L1 | Level 01 | MA02-270 | Cell 70 | Hydraulics | 1 | CRPP-1-MA2-L1-HYD-38 | 013273 | Thermostatic Mixing Valves | Enware water supply management system | Hydraulic Services | Thermostatic Mixing Valves | Enware |  |  | 1
#AST401 |  | CRPP | Mainstream Accommodation 02 | L1 | Level 01 | MA02-271 | Cell 71 | Hydraulics | 1 | CRPP-1-MA2-L1-HYD-39 | 013274 | Thermostatic Mixing Valves | Enware water supply management system | Hydraulic Services | Thermostatic Mixing Valves | Enware |  |  | 1
#AST402 |  | CRPP | Mainstream Accommodation 02 | L1 | Level 01 | MA02-272 | Cell 72 | Hydraulics | 1 | CRPP-1-MA2-L1-HYD-40 | 013275 | Thermostatic Mixing Valves | Enware water supply management system | Hydraulic Services | Thermostatic Mixing Valves | Enware |  |  | 1
#AST676 |  | CRPP | Mainstream Accommodation 03 | L1 | Level 01 | MA03-104 | Mechanical Plant 1 | Hydraulics | 1 | CRPP-1-MA3-L1-HYD-42 | 013830 | Backflow Prevention Device | 20mm RPZD - DCW only | Hydraulic Services | Backflow Prevention Device | ZURN | Model 375 | B383011 | 1
#AST674 |  | CRPP | Mainstream Accommodation 03 | GR | Ground | MA03-009 | Cleaners 1 | Hydraulics | 1 | CRPP-1-MA3-G-HYD-38 | 013784 | Backflow Prevention Device | 20mm RPZD in s/s enclosure w/glass viewing screen - DCW only | Hydraulic Services | Backflow Prevention Device | ZURN | Model 375 | B398113 | 1
#AST675 |  | CRPP | Mainstream Accommodation 03 | GR | Ground | MA03-020 | Cleaners 2 | Hydraulics | 1 | CRPP-1-MA3-G-HYD-39 | 013787 | Backflow Prevention Device | 20mm RPZD in s/s enclosure w/glass viewing screen - DCW only | Hydraulic Services | Backflow Prevention Device | ZURN | Model 375 | B395877 | 1
#AST599 |  | CRPP | Mainstream Accommodation 03 | L1 | Level 01 | MA03-103 | Hydraulic Plant | Hydraulics | 1 | CRPP-1-MA3-L1-HYD-03 | 013836 | Domestic Hot Water Service | Domestic hot water plant | Hydraulic Services | Hot Water Units Gas | Rheem | TP04 |  | 1
#AST600 |  | CRPP | Mainstream Accommodation 03 | L1 | Level 01 | MA03-103 | Hydraulic Plant | Hydraulics | 1 | CRPP-1-MA3-L1-HYD-04 | 013831 | Backflow Prevention Device | Double check valve - Fire (50mm) | Hydraulic Services | Backflow Prevention Device | ZURN | Model 350 | B316379 | 1
#AST597 | #AST4028 | CRPP | Mainstream Accommodation 03 | GR | Ground | MA03-011 | Store 2 | Hydraulics | 1 | CRPP-1-MA3-G-HYD-01 | 013963 | Thermostatic Mixing Valves | Enware Aquablend TMV - 20mm | Hydraulic Services | Thermostatic Mixing Valves | Enware | Aquablend 1500 |  | 1
#AST601 |  | CRPP | Mainstream Accommodation 03 | GR | Ground | MA03-201 | Cell 1 | Hydraulics | 1 | CRPP-1-MA3-G-HYD-02 | 013838 | Thermostatic Mixing Valves | Enware water supply management system | Hydraulic Services | Thermostatic Mixing Valves | Enware |  |  | 1
#AST602 |  | CRPP | Mainstream Accommodation 03 | GR | Ground | MA03-202 | Cell 2 | Hydraulics | 1 | CRPP-1-MA3-G-HYD-03 | 013839 | Thermostatic Mixing Valves | Enware water supply management system | Hydraulic Services | Thermostatic Mixing Valves | Enware |  |  | 1
#AST603 |  | CRPP | Mainstream Accommodation 03 | GR | Ground | MA03-203 | Cell 3 | Hydraulics | 1 | CRPP-1-MA3-G-HYD-04 | 013747 | Thermostatic Mixing Valves | Enware water supply management system | Hydraulic Services | Thermostatic Mixing Valves | Enware |  |  | 1
#AST604 |  | CRPP | Mainstream Accommodation 03 | GR | Ground | MA03-204 | Cell 4 | Hydraulics | 1 | CRPP-1-MA3-G-HYD-05 | 013748 | Thermostatic Mixing Valves | Enware water supply management system | Hydraulic Services | Thermostatic Mixing Valves | Enware |  |  | 1
#AST605 |  | CRPP | Mainstream Accommodation 03 | GR | Ground | MA03-205 | Cell 5 | Hydraulics | 1 | CRPP-1-MA3-G-HYD-06 | 013749 | Thermostatic Mixing Valves | Enware water supply management system | Hydraulic Services | Thermostatic Mixing Valves | Enware |  |  | 1
#AST606 |  | CRPP | Mainstream Accommodation 03 | GR | Ground | MA03-206 | Cell 6 | Hydraulics | 1 | CRPP-1-MA3-G-HYD-07 | 013750 | Thermostatic Mixing Valves | Enware water supply management system | Hydraulic Services | Thermostatic Mixing Valves | Enware |  |  | 1
#AST607 |  | CRPP | Mainstream Accommodation 03 | GR | Ground | MA03-207 | Cell 7 | Hydraulics | 1 | CRPP-1-MA3-G-HYD-08 | 013751 | Thermostatic Mixing Valves | Enware water supply management system | Hydraulic Services | Thermostatic Mixing Valves | Enware |  |  | 1
#AST608 |  | CRPP | Mainstream Accommodation 03 | GR | Ground | MA03-208 | Cell 8 | Hydraulics | 1 | CRPP-1-MA3-G-HYD-09 | 013752 | Thermostatic Mixing Valves | Enware water supply management system | Hydraulic Services | Thermostatic Mixing Valves | Enware |  |  | 1
#AST609 |  | CRPP | Mainstream Accommodation 03 | GR | Ground | MA03-209 | Cell 9 | Hydraulics | 1 | CRPP-1-MA3-G-HYD-10 | 013753 | Thermostatic Mixing Valves | Enware water supply management system | Hydraulic Services | Thermostatic Mixing Valves | Enware |  |  | 1
#AST610 |  | CRPP | Mainstream Accommodation 03 | GR | Ground | MA03-210 | Cell 10 | Hydraulics | 1 | CRPP-1-MA3-G-HYD-11 | 013754 | Thermostatic Mixing Valves | Enware water supply management system | Hydraulic Services | Thermostatic Mixing Valves | Enware |  |  | 1
#AST611 |  | CRPP | Mainstream Accommodation 03 | GR | Ground | MA03-211 | Cell 11 | Hydraulics | 1 | CRPP-1-MA3-G-HYD-12 | 013755 | Thermostatic Mixing Valves | Enware water supply management system | Hydraulic Services | Thermostatic Mixing Valves | Enware |  |  | 1
#AST612 |  | CRPP | Mainstream Accommodation 03 | GR | Ground | MA03-212 | Cell 12 | Hydraulics | 1 | CRPP-1-MA3-G-HYD-13 | 013756 | Thermostatic Mixing Valves | Enware water supply management system | Hydraulic Services | Thermostatic Mixing Valves | Enware |  |  | 1
#AST613 |  | CRPP | Mainstream Accommodation 03 | GR | Ground | MA03-213 | Cell 13 | Hydraulics | 1 | CRPP-1-MA3-G-HYD-14 | 013757 | Thermostatic Mixing Valves | Enware water supply management system | Hydraulic Services | Thermostatic Mixing Valves | Enware |  |  | 1
#AST614 |  | CRPP | Mainstream Accommodation 03 | GR | Ground | MA03-214 | Cell 14 | Hydraulics | 1 | CRPP-1-MA3-G-HYD-15 | 013758 | Thermostatic Mixing Valves | Enware water supply management system | Hydraulic Services | Thermostatic Mixing Valves | Enware |  |  | 1
#AST615 |  | CRPP | Mainstream Accommodation 03 | GR | Ground | MA03-215 | Cell 15 | Hydraulics | 1 | CRPP-1-MA3-G-HYD-16 | 013759 | Thermostatic Mixing Valves | Enware water supply management system | Hydraulic Services | Thermostatic Mixing Valves | Enware |  |  | 1
#AST616 |  | CRPP | Mainstream Accommodation 03 | GR | Ground | MA03-216 | Cell 16 | Hydraulics | 1 | CRPP-1-MA3-G-HYD-17 | 013760 | Thermostatic Mixing Valves | Enware water supply management system | Hydraulic Services | Thermostatic Mixing Valves | Enware |  |  | 1
#AST617 |  | CRPP | Mainstream Accommodation 03 | GR | Ground | MA03-217 | Double Cell 17 | Hydraulics | 1 | CRPP-1-MA3-G-HYD-18 | 013761 | Thermostatic Mixing Valves | Enware water supply management system | Hydraulic Services | Thermostatic Mixing Valves | Enware |  |  | 1
#AST618 |  | CRPP | Mainstream Accommodation 03 | GR | Ground | MA03-218 | Cell 18 (Acc) | Hydraulics | 1 | CRPP-1-MA3-G-HYD-19 | 013762 | Thermostatic Mixing Valves | Enware water supply management system | Hydraulic Services | Thermostatic Mixing Valves | Enware |  |  | 1
#AST637 |  | CRPP | Mainstream Accommodation 03 | GR | Ground | MA03-237 | Cell 37 (Acc) | Hydraulics | 1 | CRPP-1-MA3-G-HYD-20 | 013789 | Thermostatic Mixing Valves | Enware water supply management system | Hydraulic Services | Thermostatic Mixing Valves | Enware |  |  | 1
#AST638 |  | CRPP | Mainstream Accommodation 03 | GR | Ground | MA03-238 | Double Cell 38 | Hydraulics | 1 | CRPP-1-MA3-G-HYD-21 | 013790 | Thermostatic Mixing Valves | Enware water supply management system | Hydraulic Services | Thermostatic Mixing Valves | Enware |  |  | 1
#AST639 |  | CRPP | Mainstream Accommodation 03 | GR | Ground | MA03-239 | Cell 39 | Hydraulics | 1 | CRPP-1-MA3-G-HYD-22 | 013791 | Thermostatic Mixing Valves | Enware water supply management system | Hydraulic Services | Thermostatic Mixing Valves | Enware |  |  | 1
#AST640 |  | CRPP | Mainstream Accommodation 03 | GR | Ground | MA03-240 | Cell 40 | Hydraulics | 1 | CRPP-1-MA3-G-HYD-23 | 013792 | Thermostatic Mixing Valves | Enware water supply management system | Hydraulic Services | Thermostatic Mixing Valves | Enware |  |  | 1
#AST641 |  | CRPP | Mainstream Accommodation 03 | GR | Ground | MA03-241 | Cell 41 | Hydraulics | 1 | CRPP-1-MA3-G-HYD-24 | 013793 | Thermostatic Mixing Valves | Enware water supply management system | Hydraulic Services | Thermostatic Mixing Valves | Enware |  |  | 1
#AST642 |  | CRPP | Mainstream Accommodation 03 | GR | Ground | MA03-242 | Cell 42 | Hydraulics | 1 | CRPP-1-MA3-G-HYD-25 | 013794 | Thermostatic Mixing Valves | Enware water supply management system | Hydraulic Services | Thermostatic Mixing Valves | Enware |  |  | 1
#AST643 |  | CRPP | Mainstream Accommodation 03 | GR | Ground | MA03-243 | Cell 43 | Hydraulics | 1 | CRPP-1-MA3-G-HYD-26 | 013795 | Thermostatic Mixing Valves | Enware water supply management system | Hydraulic Services | Thermostatic Mixing Valves | Enware |  |  | 1
#AST644 |  | CRPP | Mainstream Accommodation 03 | GR | Ground | MA03-244 | Cell 44 | Hydraulics | 1 | CRPP-1-MA3-G-HYD-27 | 013796 | Thermostatic Mixing Valves | Enware water supply management system | Hydraulic Services | Thermostatic Mixing Valves | Enware |  |  | 1
#AST645 |  | CRPP | Mainstream Accommodation 03 | GR | Ground | MA03-245 | Cell 45 | Hydraulics | 1 | CRPP-1-MA3-G-HYD-28 | 013797 | Thermostatic Mixing Valves | Enware water supply management system | Hydraulic Services | Thermostatic Mixing Valves | Enware |  |  | 1
#AST646 |  | CRPP | Mainstream Accommodation 03 | GR | Ground | MA03-246 | Cell 46 | Hydraulics | 1 | CRPP-1-MA3-G-HYD-29 | 013798 | Thermostatic Mixing Valves | Enware water supply management system | Hydraulic Services | Thermostatic Mixing Valves | Enware |  |  | 1
#AST647 |  | CRPP | Mainstream Accommodation 03 | GR | Ground | MA03-247 | Cell 47 | Hydraulics | 1 | CRPP-1-MA3-G-HYD-30 | 013799 | Thermostatic Mixing Valves | Enware water supply management system | Hydraulic Services | Thermostatic Mixing Valves | Enware |  |  | 1
#AST648 |  | CRPP | Mainstream Accommodation 03 | GR | Ground | MA03-248 | Cell 48 | Hydraulics | 1 | CRPP-1-MA3-G-HYD-31 | 013800 | Thermostatic Mixing Valves | Enware water supply management system | Hydraulic Services | Thermostatic Mixing Valves | Enware |  |  | 1
#AST649 |  | CRPP | Mainstream Accommodation 03 | GR | Ground | MA03-249 | Cell 49 | Hydraulics | 1 | CRPP-1-MA3-G-HYD-32 | 013801 | Thermostatic Mixing Valves | Enware water supply management system | Hydraulic Services | Thermostatic Mixing Valves | Enware |  |  | 1
#AST650 |  | CRPP | Mainstream Accommodation 03 | GR | Ground | MA03-250 | Cell 50 | Hydraulics | 1 | CRPP-1-MA3-G-HYD-33 | 013802 | Thermostatic Mixing Valves | Enware water supply management system | Hydraulic Services | Thermostatic Mixing Valves | Enware |  |  | 1
#AST651 |  | CRPP | Mainstream Accommodation 03 | GR | Ground | MA03-251 | Cell 51 | Hydraulics | 1 | CRPP-1-MA3-G-HYD-34 | 013803 | Thermostatic Mixing Valves | Enware water supply management system | Hydraulic Services | Thermostatic Mixing Valves | Enware |  |  | 1
#AST652 |  | CRPP | Mainstream Accommodation 03 | GR | Ground | MA03-252 | Cell 52 | Hydraulics | 1 | CRPP-1-MA3-G-HYD-35 | 013804 | Thermostatic Mixing Valves | Enware water supply management system | Hydraulic Services | Thermostatic Mixing Valves | Enware |  |  | 1
#AST653 |  | CRPP | Mainstream Accommodation 03 | GR | Ground | MA03-253 | Cell 53 | Hydraulics | 1 | CRPP-1-MA3-G-HYD-36 | 013805 | Thermostatic Mixing Valves | Enware water supply management system | Hydraulic Services | Thermostatic Mixing Valves | Enware |  |  | 1
#AST654 |  | CRPP | Mainstream Accommodation 03 | GR | Ground | MA03-254 | Cell 54 | Hydraulics | 1 | CRPP-1-MA3-G-HYD-37 | 013806 | Thermostatic Mixing Valves | Enware water supply management system | Hydraulic Services | Thermostatic Mixing Valves | Enware |  |  | 1
#AST619 |  | CRPP | Mainstream Accommodation 03 | L1 | Level 01 | MA03-219 | Cell 19 | Hydraulics | 1 | CRPP-1-MA3-L1-HYD-05 | 013764 | Thermostatic Mixing Valves | Enware water supply management system | Hydraulic Services | Thermostatic Mixing Valves | Enware |  |  | 1
#AST620 |  | CRPP | Mainstream Accommodation 03 | L1 | Level 01 | MA03-220 | Cell 20 | Hydraulics | 1 | CRPP-1-MA3-L1-HYD-06 | 013765 | Thermostatic Mixing Valves | Enware water supply management system | Hydraulic Services | Thermostatic Mixing Valves | Enware |  |  | 1
#AST621 |  | CRPP | Mainstream Accommodation 03 | L1 | Level 01 | MA03-221 | Cell 21 | Hydraulics | 1 | CRPP-1-MA3-L1-HYD-07 | 013766 | Thermostatic Mixing Valves | Enware water supply management system | Hydraulic Services | Thermostatic Mixing Valves | Enware |  |  | 1
#AST622 |  | CRPP | Mainstream Accommodation 03 | L1 | Level 01 | MA03-222 | Cell 22 | Hydraulics | 1 | CRPP-1-MA3-L1-HYD-08 | 013767 | Thermostatic Mixing Valves | Enware water supply management system | Hydraulic Services | Thermostatic Mixing Valves | Enware |  |  | 1
#AST623 |  | CRPP | Mainstream Accommodation 03 | L1 | Level 01 | MA03-223 | Cell 23 | Hydraulics | 1 | CRPP-1-MA3-L1-HYD-09 | 013768 | Thermostatic Mixing Valves | Enware water supply management system | Hydraulic Services | Thermostatic Mixing Valves | Enware |  |  | 1
#AST624 |  | CRPP | Mainstream Accommodation 03 | L1 | Level 01 | MA03-224 | Cell 24 | Hydraulics | 1 | CRPP-1-MA3-L1-HYD-10 | 013769 | Thermostatic Mixing Valves | Enware water supply management system | Hydraulic Services | Thermostatic Mixing Valves | Enware |  |  | 1
#AST625 |  | CRPP | Mainstream Accommodation 03 | L1 | Level 01 | MA03-225 | Cell 25 | Hydraulics | 1 | CRPP-1-MA3-L1-HYD-11 | 013770 | Thermostatic Mixing Valves | Enware water supply management system | Hydraulic Services | Thermostatic Mixing Valves | Enware |  |  | 1
#AST626 |  | CRPP | Mainstream Accommodation 03 | L1 | Level 01 | MA03-226 | Cell 26 | Hydraulics | 1 | CRPP-1-MA3-L1-HYD-12 | 013771 | Thermostatic Mixing Valves | Enware water supply management system | Hydraulic Services | Thermostatic Mixing Valves | Enware |  |  | 1
#AST627 |  | CRPP | Mainstream Accommodation 03 | L1 | Level 01 | MA03-227 | Cell 27 | Hydraulics | 1 | CRPP-1-MA3-L1-HYD-13 | 013772 | Thermostatic Mixing Valves | Enware water supply management system | Hydraulic Services | Thermostatic Mixing Valves | Enware |  |  | 1
#AST628 |  | CRPP | Mainstream Accommodation 03 | L1 | Level 01 | MA03-228 | Cell 28 | Hydraulics | 1 | CRPP-1-MA3-L1-HYD-14 | 013773 | Thermostatic Mixing Valves | Enware water supply management system | Hydraulic Services | Thermostatic Mixing Valves | Enware |  |  | 1
#AST629 |  | CRPP | Mainstream Accommodation 03 | L1 | Level 01 | MA03-229 | Cell 29 | Hydraulics | 1 | CRPP-1-MA3-L1-HYD-15 | 013774 | Thermostatic Mixing Valves | Enware water supply management system | Hydraulic Services | Thermostatic Mixing Valves | Enware |  |  | 1
#AST630 |  | CRPP | Mainstream Accommodation 03 | L1 | Level 01 | MA03-230 | Cell 30 | Hydraulics | 1 | CRPP-1-MA3-L1-HYD-16 | 013775 | Thermostatic Mixing Valves | Enware water supply management system | Hydraulic Services | Thermostatic Mixing Valves | Enware |  |  | 1
#AST631 |  | CRPP | Mainstream Accommodation 03 | L1 | Level 01 | MA03-231 | Cell 31 | Hydraulics | 1 | CRPP-1-MA3-L1-HYD-17 | 013776 | Thermostatic Mixing Valves | Enware water supply management system | Hydraulic Services | Thermostatic Mixing Valves | Enware |  |  | 1
#AST632 |  | CRPP | Mainstream Accommodation 03 | L1 | Level 01 | MA03-232 | Cell 32 | Hydraulics | 1 | CRPP-1-MA3-L1-HYD-18 | 013777 | Thermostatic Mixing Valves | Enware water supply management system | Hydraulic Services | Thermostatic Mixing Valves | Enware |  |  | 1
#AST633 |  | CRPP | Mainstream Accommodation 03 | L1 | Level 01 | MA03-233 | Cell 33 | Hydraulics | 1 | CRPP-1-MA3-L1-HYD-19 | 013778 | Thermostatic Mixing Valves | Enware water supply management system | Hydraulic Services | Thermostatic Mixing Valves | Enware |  |  | 1
#AST634 |  | CRPP | Mainstream Accommodation 03 | L1 | Level 01 | MA03-234 | Cell 34 | Hydraulics | 1 | CRPP-1-MA3-L1-HYD-20 | 013779 | Thermostatic Mixing Valves | Enware water supply management system | Hydraulic Services | Thermostatic Mixing Valves | Enware |  |  | 1
#AST635 |  | CRPP | Mainstream Accommodation 03 | L1 | Level 01 | MA03-235 | Double Cell 35 | Hydraulics | 1 | CRPP-1-MA3-L1-HYD-21 | 013780 | Thermostatic Mixing Valves | Enware water supply management system | Hydraulic Services | Thermostatic Mixing Valves | Enware |  |  | 1
#AST636 |  | CRPP | Mainstream Accommodation 03 | L1 | Level 01 | MA03-236 | Double Cell 36 | Hydraulics | 1 | CRPP-1-MA3-L1-HYD-22 | 013781 | Thermostatic Mixing Valves | Enware water supply management system | Hydraulic Services | Thermostatic Mixing Valves | Enware |  |  | 1
#AST655 |  | CRPP | Mainstream Accommodation 03 | L1 | Level 01 | MA03-255 | Double Cell 55 | Hydraulics | 1 | CRPP-1-MA3-L1-HYD-23 | 013809 | Thermostatic Mixing Valves | Enware water supply management system | Hydraulic Services | Thermostatic Mixing Valves | Enware |  |  | 1
#AST656 |  | CRPP | Mainstream Accommodation 03 | L1 | Level 01 | MA03-256 | Double Cell 56 | Hydraulics | 1 | CRPP-1-MA3-L1-HYD-24 | 013810 | Thermostatic Mixing Valves | Enware water supply management system | Hydraulic Services | Thermostatic Mixing Valves | Enware |  |  | 1
#AST657 |  | CRPP | Mainstream Accommodation 03 | L1 | Level 01 | MA03-257 | Cell 57 | Hydraulics | 1 | CRPP-1-MA3-L1-HYD-25 | 013811 | Thermostatic Mixing Valves | Enware water supply management system | Hydraulic Services | Thermostatic Mixing Valves | Enware |  |  | 1
#AST658 |  | CRPP | Mainstream Accommodation 03 | L1 | Level 01 | MA03-258 | Cell 58 | Hydraulics | 1 | CRPP-1-MA3-L1-HYD-26 | 013812 | Thermostatic Mixing Valves | Enware water supply management system | Hydraulic Services | Thermostatic Mixing Valves | Enware |  |  | 1
#AST659 |  | CRPP | Mainstream Accommodation 03 | L1 | Level 01 | MA03-259 | Cell 59 | Hydraulics | 1 | CRPP-1-MA3-L1-HYD-27 | 013813 | Thermostatic Mixing Valves | Enware water supply management system | Hydraulic Services | Thermostatic Mixing Valves | Enware |  |  | 1
#AST660 |  | CRPP | Mainstream Accommodation 03 | L1 | Level 01 | MA03-260 | Cell 60 | Hydraulics | 1 | CRPP-1-MA3-L1-HYD-28 | 013814 | Thermostatic Mixing Valves | Enware water supply management system | Hydraulic Services | Thermostatic Mixing Valves | Enware |  |  | 1
#AST661 |  | CRPP | Mainstream Accommodation 03 | L1 | Level 01 | MA03-261 | Cell 61 | Hydraulics | 1 | CRPP-1-MA3-L1-HYD-29 | 013815 | Thermostatic Mixing Valves | Enware water supply management system | Hydraulic Services | Thermostatic Mixing Valves | Enware |  |  | 1
#AST662 |  | CRPP | Mainstream Accommodation 03 | L1 | Level 01 | MA03-262 | Cell 62 | Hydraulics | 1 | CRPP-1-MA3-L1-HYD-30 | 013816 | Thermostatic Mixing Valves | Enware water supply management system | Hydraulic Services | Thermostatic Mixing Valves | Enware |  |  | 1
#AST663 |  | CRPP | Mainstream Accommodation 03 | L1 | Level 01 | MA03-263 | Cell 63 | Hydraulics | 1 | CRPP-1-MA3-L1-HYD-31 | 013817 | Thermostatic Mixing Valves | Enware water supply management system | Hydraulic Services | Thermostatic Mixing Valves | Enware |  |  | 1
#AST664 |  | CRPP | Mainstream Accommodation 03 | L1 | Level 01 | MA03-264 | Cell 64 | Hydraulics | 1 | CRPP-1-MA3-L1-HYD-32 | 013818 | Thermostatic Mixing Valves | Enware water supply management system | Hydraulic Services | Thermostatic Mixing Valves | Enware |  |  | 1
#AST665 |  | CRPP | Mainstream Accommodation 03 | L1 | Level 01 | MA03-265 | Cell 65 | Hydraulics | 1 | CRPP-1-MA3-L1-HYD-33 | 013819 | Thermostatic Mixing Valves | Enware water supply management system | Hydraulic Services | Thermostatic Mixing Valves | Enware |  |  | 1
#AST666 |  | CRPP | Mainstream Accommodation 03 | L1 | Level 01 | MA03-266 | Cell 66 | Hydraulics | 1 | CRPP-1-MA3-L1-HYD-34 | 013820 | Thermostatic Mixing Valves | Enware water supply management system | Hydraulic Services | Thermostatic Mixing Valves | Enware |  |  | 1
#AST667 |  | CRPP | Mainstream Accommodation 03 | L1 | Level 01 | MA03-267 | Cell 67 | Hydraulics | 1 | CRPP-1-MA3-L1-HYD-35 | 013821 | Thermostatic Mixing Valves | Enware water supply management system | Hydraulic Services | Thermostatic Mixing Valves | Enware |  |  | 1
#AST668 |  | CRPP | Mainstream Accommodation 03 | L1 | Level 01 | MA03-268 | Cell 68 | Hydraulics | 1 | CRPP-1-MA3-L1-HYD-36 | 013822 | Thermostatic Mixing Valves | Enware water supply management system | Hydraulic Services | Thermostatic Mixing Valves | Enware |  |  | 1
#AST669 |  | CRPP | Mainstream Accommodation 03 | L1 | Level 01 | MA03-269 | Cell 69 | Hydraulics | 1 | CRPP-1-MA3-L1-HYD-37 | 013823 | Thermostatic Mixing Valves | Enware water supply management system | Hydraulic Services | Thermostatic Mixing Valves | Enware |  |  | 1
#AST670 |  | CRPP | Mainstream Accommodation 03 | L1 | Level 01 | MA03-270 | Cell 70 | Hydraulics | 1 | CRPP-1-MA3-L1-HYD-38 | 013824 | Thermostatic Mixing Valves | Enware water supply management system | Hydraulic Services | Thermostatic Mixing Valves | Enware |  |  | 1
#AST671 |  | CRPP | Mainstream Accommodation 03 | L1 | Level 01 | MA03-271 | Cell 71 | Hydraulics | 1 | CRPP-1-MA3-L1-HYD-39 | 013825 | Thermostatic Mixing Valves | Enware water supply management system | Hydraulic Services | Thermostatic Mixing Valves | Enware |  |  | 1
#AST672 |  | CRPP | Mainstream Accommodation 03 | L1 | Level 01 | MA03-272 | Cell 72 | Hydraulics | 1 | CRPP-1-MA3-L1-HYD-40 | 013826 | Thermostatic Mixing Valves | Enware water supply management system | Hydraulic Services | Thermostatic Mixing Valves | Enware |  |  | 1
#AST834 |  | CRPP | Mainstream Accommodation 04 | L1 | Level 01 | MA04-104 | Mechanical Plant 1 | Hydraulics | 1 | CRPP-1-MA4-L1-HYD-42 | 013916 | Backflow Prevention Device | 20mm RPZD - DCW only | Hydraulic Services | Backflow Prevention Device | ZURN | Model 375 | B383051 | 1
#AST832 |  | CRPP | Mainstream Accommodation 04 | GR | Ground | MA04-009 | Cleaners 1 | Hydraulics | 1 | CRPP-1-MA4-G-HYD-38 | 013868 | Backflow Prevention Device | 20mm RPZD in s/s enclosure w/glass viewing screen - DCW only | Hydraulic Services | Backflow Prevention Device | ZURN | Model 375 | B396187 | 1
#AST833 |  | CRPP | Mainstream Accommodation 04 | GR | Ground | MA04-020 | Cleaners 2 | Hydraulics | 1 | CRPP-1-MA4-G-HYD-39 | 013869 | Backflow Prevention Device | 20mm RPZD in s/s enclosure w/glass viewing screen - DCW only | Hydraulic Services | Backflow Prevention Device | ZURN | Model 375 | B396130 | 1
#AST757 |  | CRPP | Mainstream Accommodation 04 | L1 | Level 01 | MA04-103 | Hydraulic Plant | Hydraulics | 1 | CRPP-1-MA4-L1-HYD-03 | 013917 | Domestic Hot Water Service | Domestic hot water plant | Hydraulic Services | Hot Water Units Gas | Rheem | TP04 |  | 1
#AST758 |  | CRPP | Mainstream Accommodation 04 | L1 | Level 01 | MA04-103 | Hydraulic Plant | Hydraulics | 1 | CRPP-1-MA4-L1-HYD-04 | 013913 | Backflow Prevention Device | Double check valve - Fire (50mm) | Hydraulic Services | Backflow Prevention Device | ZURN | Model 350 | B374985 | 1
#AST755 | #AST4028 | CRPP | Mainstream Accommodation 04 | GR | Ground | MA04-011 | Store 2 | Hydraulics | 1 | CRPP-1-MA4-G-HYD-01 | 013964 | Thermostatic Mixing Valves | Enware Aquablend TMV - 20mm | Hydraulic Services | Thermostatic Mixing Valves | Enware | Aquablend 1500 |  | 1
#AST759 |  | CRPP | Mainstream Accommodation 04 | GR | Ground | MA04-201 | Cell 1 | Hydraulics | 1 | CRPP-1-MA4-G-HYD-02 | 013922 | Thermostatic Mixing Valves | Enware water supply management system | Hydraulic Services | Thermostatic Mixing Valves | Enware |  |  | 1
#AST760 |  | CRPP | Mainstream Accommodation 04 | GR | Ground | MA04-202 | Cell 2 | Hydraulics | 1 | CRPP-1-MA4-G-HYD-03 | 013923 | Thermostatic Mixing Valves | Enware water supply management system | Hydraulic Services | Thermostatic Mixing Valves | Enware |  |  | 1
#AST761 |  | CRPP | Mainstream Accommodation 04 | GR | Ground | MA04-203 | Cell 3 | Hydraulics | 1 | CRPP-1-MA4-G-HYD-04 | 013924 | Thermostatic Mixing Valves | Enware water supply management system | Hydraulic Services | Thermostatic Mixing Valves | Enware |  |  | 1
#AST762 |  | CRPP | Mainstream Accommodation 04 | GR | Ground | MA04-204 | Cell 4 | Hydraulics | 1 | CRPP-1-MA4-G-HYD-05 | 013925 | Thermostatic Mixing Valves | Enware water supply management system | Hydraulic Services | Thermostatic Mixing Valves | Enware |  |  | 1
#AST763 |  | CRPP | Mainstream Accommodation 04 | GR | Ground | MA04-205 | Cell 5 | Hydraulics | 1 | CRPP-1-MA4-G-HYD-06 | 013926 | Thermostatic Mixing Valves | Enware water supply management system | Hydraulic Services | Thermostatic Mixing Valves | Enware |  |  | 1
#AST764 |  | CRPP | Mainstream Accommodation 04 | GR | Ground | MA04-206 | Cell 6 | Hydraulics | 1 | CRPP-1-MA4-G-HYD-07 | 013927 | Thermostatic Mixing Valves | Enware water supply management system | Hydraulic Services | Thermostatic Mixing Valves | Enware |  |  | 1
#AST765 |  | CRPP | Mainstream Accommodation 04 | GR | Ground | MA04-207 | Cell 7 | Hydraulics | 1 | CRPP-1-MA4-G-HYD-08 | 013928 | Thermostatic Mixing Valves | Enware water supply management system | Hydraulic Services | Thermostatic Mixing Valves | Enware |  |  | 1
#AST766 |  | CRPP | Mainstream Accommodation 04 | GR | Ground | MA04-208 | Cell 8 | Hydraulics | 1 | CRPP-1-MA4-G-HYD-09 | 013929 | Thermostatic Mixing Valves | Enware water supply management system | Hydraulic Services | Thermostatic Mixing Valves | Enware |  |  | 1
#AST767 |  | CRPP | Mainstream Accommodation 04 | GR | Ground | MA04-209 | Cell 9 | Hydraulics | 1 | CRPP-1-MA4-G-HYD-10 | 013930 | Thermostatic Mixing Valves | Enware water supply management system | Hydraulic Services | Thermostatic Mixing Valves | Enware |  |  | 1
#AST768 |  | CRPP | Mainstream Accommodation 04 | GR | Ground | MA04-210 | Cell 10 | Hydraulics | 1 | CRPP-1-MA4-G-HYD-11 | 013931 | Thermostatic Mixing Valves | Enware water supply management system | Hydraulic Services | Thermostatic Mixing Valves | Enware |  |  | 1
#AST769 |  | CRPP | Mainstream Accommodation 04 | GR | Ground | MA04-211 | Cell 11 | Hydraulics | 1 | CRPP-1-MA4-G-HYD-12 | 013932 | Thermostatic Mixing Valves | Enware water supply management system | Hydraulic Services | Thermostatic Mixing Valves | Enware |  |  | 1
#AST770 |  | CRPP | Mainstream Accommodation 04 | GR | Ground | MA04-212 | Cell 12 | Hydraulics | 1 | CRPP-1-MA4-G-HYD-13 | 013840 | Thermostatic Mixing Valves | Enware water supply management system | Hydraulic Services | Thermostatic Mixing Valves | Enware |  |  | 1
#AST771 |  | CRPP | Mainstream Accommodation 04 | GR | Ground | MA04-213 | Cell 13 | Hydraulics | 1 | CRPP-1-MA4-G-HYD-14 | 013841 | Thermostatic Mixing Valves | Enware water supply management system | Hydraulic Services | Thermostatic Mixing Valves | Enware |  |  | 1
#AST772 |  | CRPP | Mainstream Accommodation 04 | GR | Ground | MA04-214 | Cell 14 | Hydraulics | 1 | CRPP-1-MA4-G-HYD-15 | 013842 | Thermostatic Mixing Valves | Enware water supply management system | Hydraulic Services | Thermostatic Mixing Valves | Enware |  |  | 1
#AST773 |  | CRPP | Mainstream Accommodation 04 | GR | Ground | MA04-215 | Cell 15 | Hydraulics | 1 | CRPP-1-MA4-G-HYD-16 | 013843 | Thermostatic Mixing Valves | Enware water supply management system | Hydraulic Services | Thermostatic Mixing Valves | Enware |  |  | 1
#AST774 |  | CRPP | Mainstream Accommodation 04 | GR | Ground | MA04-216 | Cell 16 | Hydraulics | 1 | CRPP-1-MA4-G-HYD-17 | 013844 | Thermostatic Mixing Valves | Enware water supply management system | Hydraulic Services | Thermostatic Mixing Valves | Enware |  |  | 1
#AST775 |  | CRPP | Mainstream Accommodation 04 | GR | Ground | MA04-217 | Double Cell 17 | Hydraulics | 1 | CRPP-1-MA4-G-HYD-18 | 013845 | Thermostatic Mixing Valves | Enware water supply management system | Hydraulic Services | Thermostatic Mixing Valves | Enware |  |  | 1
#AST776 |  | CRPP | Mainstream Accommodation 04 | GR | Ground | MA04-218 | Cell 18 (Acc) | Hydraulics | 1 | CRPP-1-MA4-G-HYD-19 | 013846 | Thermostatic Mixing Valves | Enware water supply management system | Hydraulic Services | Thermostatic Mixing Valves | Enware |  |  | 1
#AST795 |  | CRPP | Mainstream Accommodation 04 | GR | Ground | MA04-237 | Cell 37 (Acc) | Hydraulics | 1 | CRPP-1-MA4-G-HYD-20 | 013871 | Thermostatic Mixing Valves | Enware water supply management system | Hydraulic Services | Thermostatic Mixing Valves | Enware |  |  | 1
#AST796 |  | CRPP | Mainstream Accommodation 04 | GR | Ground | MA04-238 | Double Cell 38 | Hydraulics | 1 | CRPP-1-MA4-G-HYD-21 | 013872 | Thermostatic Mixing Valves | Enware water supply management system | Hydraulic Services | Thermostatic Mixing Valves | Enware |  |  | 1
#AST797 |  | CRPP | Mainstream Accommodation 04 | GR | Ground | MA04-239 | Cell 39 | Hydraulics | 1 | CRPP-1-MA4-G-HYD-22 | 013874 | Thermostatic Mixing Valves | Enware water supply management system | Hydraulic Services | Thermostatic Mixing Valves | Enware |  |  | 1
#AST798 |  | CRPP | Mainstream Accommodation 04 | GR | Ground | MA04-240 | Cell 40 | Hydraulics | 1 | CRPP-1-MA4-G-HYD-23 | 013875 | Thermostatic Mixing Valves | Enware water supply management system | Hydraulic Services | Thermostatic Mixing Valves | Enware |  |  | 1
#AST799 |  | CRPP | Mainstream Accommodation 04 | GR | Ground | MA04-241 | Cell 41 | Hydraulics | 1 | CRPP-1-MA4-G-HYD-24 | 013873 | Thermostatic Mixing Valves | Enware water supply management system | Hydraulic Services | Thermostatic Mixing Valves | Enware |  |  | 1
#AST800 |  | CRPP | Mainstream Accommodation 04 | GR | Ground | MA04-242 | Cell 42 | Hydraulics | 1 | CRPP-1-MA4-G-HYD-25 | 013876 | Thermostatic Mixing Valves | Enware water supply management system | Hydraulic Services | Thermostatic Mixing Valves | Enware |  |  | 1
#AST801 |  | CRPP | Mainstream Accommodation 04 | GR | Ground | MA04-243 | Cell 43 | Hydraulics | 1 | CRPP-1-MA4-G-HYD-26 | 013877 | Thermostatic Mixing Valves | Enware water supply management system | Hydraulic Services | Thermostatic Mixing Valves | Enware |  |  | 1
#AST802 |  | CRPP | Mainstream Accommodation 04 | GR | Ground | MA04-244 | Cell 44 | Hydraulics | 1 | CRPP-1-MA4-G-HYD-27 | 013878 | Thermostatic Mixing Valves | Enware water supply management system | Hydraulic Services | Thermostatic Mixing Valves | Enware |  |  | 1
#AST803 |  | CRPP | Mainstream Accommodation 04 | GR | Ground | MA04-245 | Cell 45 | Hydraulics | 1 | CRPP-1-MA4-G-HYD-28 | 013879 | Thermostatic Mixing Valves | Enware water supply management system | Hydraulic Services | Thermostatic Mixing Valves | Enware |  |  | 1
#AST804 |  | CRPP | Mainstream Accommodation 04 | GR | Ground | MA04-246 | Cell 46 | Hydraulics | 1 | CRPP-1-MA4-G-HYD-29 | 013880 | Thermostatic Mixing Valves | Enware water supply management system | Hydraulic Services | Thermostatic Mixing Valves | Enware |  |  | 1
#AST805 |  | CRPP | Mainstream Accommodation 04 | GR | Ground | MA04-247 | Cell 47 | Hydraulics | 1 | CRPP-1-MA4-G-HYD-30 | 013881 | Thermostatic Mixing Valves | Enware water supply management system | Hydraulic Services | Thermostatic Mixing Valves | Enware |  |  | 1
#AST806 |  | CRPP | Mainstream Accommodation 04 | GR | Ground | MA04-248 | Cell 48 | Hydraulics | 1 | CRPP-1-MA4-G-HYD-31 | 013882 | Thermostatic Mixing Valves | Enware water supply management system | Hydraulic Services | Thermostatic Mixing Valves | Enware |  |  | 1
#AST807 |  | CRPP | Mainstream Accommodation 04 | GR | Ground | MA04-249 | Cell 49 | Hydraulics | 1 | CRPP-1-MA4-G-HYD-32 | 013883 | Thermostatic Mixing Valves | Enware water supply management system | Hydraulic Services | Thermostatic Mixing Valves | Enware |  |  | 1
#AST808 |  | CRPP | Mainstream Accommodation 04 | GR | Ground | MA04-250 | Cell 50 | Hydraulics | 1 | CRPP-1-MA4-G-HYD-33 | 013884 | Thermostatic Mixing Valves | Enware water supply management system | Hydraulic Services | Thermostatic Mixing Valves | Enware |  |  | 1
#AST809 |  | CRPP | Mainstream Accommodation 04 | GR | Ground | MA04-251 | Cell 51 | Hydraulics | 1 | CRPP-1-MA4-G-HYD-34 | 013885 | Thermostatic Mixing Valves | Enware water supply management system | Hydraulic Services | Thermostatic Mixing Valves | Enware |  |  | 1
#AST810 |  | CRPP | Mainstream Accommodation 04 | GR | Ground | MA04-252 | Cell 52 | Hydraulics | 1 | CRPP-1-MA4-G-HYD-35 | 013886 | Thermostatic Mixing Valves | Enware water supply management system | Hydraulic Services | Thermostatic Mixing Valves | Enware |  |  | 1
#AST811 |  | CRPP | Mainstream Accommodation 04 | GR | Ground | MA04-253 | Cell 53 | Hydraulics | 1 | CRPP-1-MA4-G-HYD-36 | 013887 | Thermostatic Mixing Valves | Enware water supply management system | Hydraulic Services | Thermostatic Mixing Valves | Enware |  |  | 1
#AST812 |  | CRPP | Mainstream Accommodation 04 | GR | Ground | MA04-254 | Cell 54 | Hydraulics | 1 | CRPP-1-MA4-G-HYD-37 | 013888 | Thermostatic Mixing Valves | Enware water supply management system | Hydraulic Services | Thermostatic Mixing Valves | Enware |  |  | 1
#AST777 |  | CRPP | Mainstream Accommodation 04 | L1 | Level 01 | MA04-219 | Cell 19 | Hydraulics | 1 | CRPP-1-MA4-L1-HYD-05 | 013848 | Thermostatic Mixing Valves | Enware water supply management system | Hydraulic Services | Thermostatic Mixing Valves | Enware |  |  | 1
#AST778 |  | CRPP | Mainstream Accommodation 04 | L1 | Level 01 | MA04-220 | Cell 20 | Hydraulics | 1 | CRPP-1-MA4-L1-HYD-06 | 013849 | Thermostatic Mixing Valves | Enware water supply management system | Hydraulic Services | Thermostatic Mixing Valves | Enware |  |  | 1
#AST779 |  | CRPP | Mainstream Accommodation 04 | L1 | Level 01 | MA04-221 | Cell 21 | Hydraulics | 1 | CRPP-1-MA4-L1-HYD-07 | 013850 | Thermostatic Mixing Valves | Enware water supply management system | Hydraulic Services | Thermostatic Mixing Valves | Enware |  |  | 1
#AST780 |  | CRPP | Mainstream Accommodation 04 | L1 | Level 01 | MA04-222 | Cell 22 | Hydraulics | 1 | CRPP-1-MA4-L1-HYD-08 | 013851 | Thermostatic Mixing Valves | Enware water supply management system | Hydraulic Services | Thermostatic Mixing Valves | Enware |  |  | 1
#AST781 |  | CRPP | Mainstream Accommodation 04 | L1 | Level 01 | MA04-223 | Cell 23 | Hydraulics | 1 | CRPP-1-MA4-L1-HYD-09 | 013852 | Thermostatic Mixing Valves | Enware water supply management system | Hydraulic Services | Thermostatic Mixing Valves | Enware |  |  | 1
#AST782 |  | CRPP | Mainstream Accommodation 04 | L1 | Level 01 | MA04-224 | Cell 24 | Hydraulics | 1 | CRPP-1-MA4-L1-HYD-10 | 013853 | Thermostatic Mixing Valves | Enware water supply management system | Hydraulic Services | Thermostatic Mixing Valves | Enware |  |  | 1
#AST783 |  | CRPP | Mainstream Accommodation 04 | L1 | Level 01 | MA04-225 | Cell 25 | Hydraulics | 1 | CRPP-1-MA4-L1-HYD-11 | 013854 | Thermostatic Mixing Valves | Enware water supply management system | Hydraulic Services | Thermostatic Mixing Valves | Enware |  |  | 1
#AST784 |  | CRPP | Mainstream Accommodation 04 | L1 | Level 01 | MA04-226 | Cell 26 | Hydraulics | 1 | CRPP-1-MA4-L1-HYD-12 | 013855 | Thermostatic Mixing Valves | Enware water supply management system | Hydraulic Services | Thermostatic Mixing Valves | Enware |  |  | 1
#AST785 |  | CRPP | Mainstream Accommodation 04 | L1 | Level 01 | MA04-227 | Cell 27 | Hydraulics | 1 | CRPP-1-MA4-L1-HYD-13 | 013856 | Thermostatic Mixing Valves | Enware water supply management system | Hydraulic Services | Thermostatic Mixing Valves | Enware |  |  | 1
#AST786 |  | CRPP | Mainstream Accommodation 04 | L1 | Level 01 | MA04-228 | Cell 28 | Hydraulics | 1 | CRPP-1-MA4-L1-HYD-14 | 013857 | Thermostatic Mixing Valves | Enware water supply management system | Hydraulic Services | Thermostatic Mixing Valves | Enware |  |  | 1
#AST787 |  | CRPP | Mainstream Accommodation 04 | L1 | Level 01 | MA04-229 | Cell 29 | Hydraulics | 1 | CRPP-1-MA4-L1-HYD-15 | 013858 | Thermostatic Mixing Valves | Enware water supply management system | Hydraulic Services | Thermostatic Mixing Valves | Enware |  |  | 1
#AST788 |  | CRPP | Mainstream Accommodation 04 | L1 | Level 01 | MA04-230 | Cell 30 | Hydraulics | 1 | CRPP-1-MA4-L1-HYD-16 | 013829 | Thermostatic Mixing Valves | Enware water supply management system | Hydraulic Services | Thermostatic Mixing Valves | Enware |  |  | 1
#AST789 |  | CRPP | Mainstream Accommodation 04 | L1 | Level 01 | MA04-231 | Cell 31 | Hydraulics | 1 | CRPP-1-MA4-L1-HYD-17 | 013860 | Thermostatic Mixing Valves | Enware water supply management system | Hydraulic Services | Thermostatic Mixing Valves | Enware |  |  | 1
#AST790 |  | CRPP | Mainstream Accommodation 04 | L1 | Level 01 | MA04-232 | Cell 32 | Hydraulics | 1 | CRPP-1-MA4-L1-HYD-18 | 013861 | Thermostatic Mixing Valves | Enware water supply management system | Hydraulic Services | Thermostatic Mixing Valves | Enware |  |  | 1
#AST791 |  | CRPP | Mainstream Accommodation 04 | L1 | Level 01 | MA04-233 | Cell 33 | Hydraulics | 1 | CRPP-1-MA4-L1-HYD-19 | 013862 | Thermostatic Mixing Valves | Enware water supply management system | Hydraulic Services | Thermostatic Mixing Valves | Enware |  |  | 1
#AST792 |  | CRPP | Mainstream Accommodation 04 | L1 | Level 01 | MA04-234 | Cell 34 | Hydraulics | 1 | CRPP-1-MA4-L1-HYD-20 | 013863 | Thermostatic Mixing Valves | Enware water supply management system | Hydraulic Services | Thermostatic Mixing Valves | Enware |  |  | 1
#AST793 |  | CRPP | Mainstream Accommodation 04 | L1 | Level 01 | MA04-235 | Double Cell 35 | Hydraulics | 1 | CRPP-1-MA4-L1-HYD-21 | 013864 | Thermostatic Mixing Valves | Enware water supply management system | Hydraulic Services | Thermostatic Mixing Valves | Enware |  |  | 1
#AST794 |  | CRPP | Mainstream Accommodation 04 | L1 | Level 01 | MA04-236 | Double Cell 36 | Hydraulics | 1 | CRPP-1-MA4-L1-HYD-22 | 013865 | Thermostatic Mixing Valves | Enware water supply management system | Hydraulic Services | Thermostatic Mixing Valves | Enware |  |  | 1
#AST813 |  | CRPP | Mainstream Accommodation 04 | L1 | Level 01 | MA04-255 | Double Cell 55 | Hydraulics | 1 | CRPP-1-MA4-L1-HYD-23 | 013907 | Thermostatic Mixing Valves | Enware water supply management system | Hydraulic Services | Thermostatic Mixing Valves | Enware |  |  | 1
#AST814 |  | CRPP | Mainstream Accommodation 04 | L1 | Level 01 | MA04-256 | Double Cell 56 | Hydraulics | 1 | CRPP-1-MA4-L1-HYD-24 | 013906 | Thermostatic Mixing Valves | Enware water supply management system | Hydraulic Services | Thermostatic Mixing Valves | Enware |  |  | 1
#AST815 |  | CRPP | Mainstream Accommodation 04 | L1 | Level 01 | MA04-257 | Cell 57 | Hydraulics | 1 | CRPP-1-MA4-L1-HYD-25 | 013905 | Thermostatic Mixing Valves | Enware water supply management system | Hydraulic Services | Thermostatic Mixing Valves | Enware |  |  | 1
#AST816 |  | CRPP | Mainstream Accommodation 04 | L1 | Level 01 | MA04-258 | Cell 58 | Hydraulics | 1 | CRPP-1-MA4-L1-HYD-26 | 013904 | Thermostatic Mixing Valves | Enware water supply management system | Hydraulic Services | Thermostatic Mixing Valves | Enware |  |  | 1
#AST817 |  | CRPP | Mainstream Accommodation 04 | L1 | Level 01 | MA04-259 | Cell 59 | Hydraulics | 1 | CRPP-1-MA4-L1-HYD-27 | 013903 | Thermostatic Mixing Valves | Enware water supply management system | Hydraulic Services | Thermostatic Mixing Valves | Enware |  |  | 1
#AST818 |  | CRPP | Mainstream Accommodation 04 | L1 | Level 01 | MA04-260 | Cell 60 | Hydraulics | 1 | CRPP-1-MA4-L1-HYD-28 | 013902 | Thermostatic Mixing Valves | Enware water supply management system | Hydraulic Services | Thermostatic Mixing Valves | Enware |  |  | 1
#AST819 |  | CRPP | Mainstream Accommodation 04 | L1 | Level 01 | MA04-261 | Cell 61 | Hydraulics | 1 | CRPP-1-MA4-L1-HYD-29 | 013901 | Thermostatic Mixing Valves | Enware water supply management system | Hydraulic Services | Thermostatic Mixing Valves | Enware |  |  | 1
#AST820 |  | CRPP | Mainstream Accommodation 04 | L1 | Level 01 | MA04-262 | Cell 62 | Hydraulics | 1 | CRPP-1-MA4-L1-HYD-30 | 013900 | Thermostatic Mixing Valves | Enware water supply management system | Hydraulic Services | Thermostatic Mixing Valves | Enware |  |  | 1
#AST821 |  | CRPP | Mainstream Accommodation 04 | L1 | Level 01 | MA04-263 | Cell 63 | Hydraulics | 1 | CRPP-1-MA4-L1-HYD-31 | 013899 | Thermostatic Mixing Valves | Enware water supply management system | Hydraulic Services | Thermostatic Mixing Valves | Enware |  |  | 1
#AST822 |  | CRPP | Mainstream Accommodation 04 | L1 | Level 01 | MA04-264 | Cell 64 | Hydraulics | 1 | CRPP-1-MA4-L1-HYD-32 | 013898 | Thermostatic Mixing Valves | Enware water supply management system | Hydraulic Services | Thermostatic Mixing Valves | Enware |  |  | 1
#AST823 |  | CRPP | Mainstream Accommodation 04 | L1 | Level 01 | MA04-265 | Cell 65 | Hydraulics | 1 | CRPP-1-MA4-L1-HYD-33 | 013897 | Thermostatic Mixing Valves | Enware water supply management system | Hydraulic Services | Thermostatic Mixing Valves | Enware |  |  | 1
#AST824 |  | CRPP | Mainstream Accommodation 04 | L1 | Level 01 | MA04-266 | Cell 66 | Hydraulics | 1 | CRPP-1-MA4-L1-HYD-34 | 013896 | Thermostatic Mixing Valves | Enware water supply management system | Hydraulic Services | Thermostatic Mixing Valves | Enware |  |  | 1
#AST825 |  | CRPP | Mainstream Accommodation 04 | L1 | Level 01 | MA04-267 | Cell 67 | Hydraulics | 1 | CRPP-1-MA4-L1-HYD-35 | 013895 | Thermostatic Mixing Valves | Enware water supply management system | Hydraulic Services | Thermostatic Mixing Valves | Enware |  |  | 1
#AST826 |  | CRPP | Mainstream Accommodation 04 | L1 | Level 01 | MA04-268 | Cell 68 | Hydraulics | 1 | CRPP-1-MA4-L1-HYD-36 | 013894 | Thermostatic Mixing Valves | Enware water supply management system | Hydraulic Services | Thermostatic Mixing Valves | Enware |  |  | 1
#AST827 |  | CRPP | Mainstream Accommodation 04 | L1 | Level 01 | MA04-269 | Cell 69 | Hydraulics | 1 | CRPP-1-MA4-L1-HYD-37 | 013893 | Thermostatic Mixing Valves | Enware water supply management system | Hydraulic Services | Thermostatic Mixing Valves | Enware |  |  | 1
#AST828 |  | CRPP | Mainstream Accommodation 04 | L1 | Level 01 | MA04-270 | Cell 70 | Hydraulics | 1 | CRPP-1-MA4-L1-HYD-38 | 013892 | Thermostatic Mixing Valves | Enware water supply management system | Hydraulic Services | Thermostatic Mixing Valves | Enware |  |  | 1
#AST829 |  | CRPP | Mainstream Accommodation 04 | L1 | Level 01 | MA04-271 | Cell 71 | Hydraulics | 1 | CRPP-1-MA4-L1-HYD-39 | 013891 | Thermostatic Mixing Valves | Enware water supply management system | Hydraulic Services | Thermostatic Mixing Valves | Enware |  |  | 1
#AST830 |  | CRPP | Mainstream Accommodation 04 | L1 | Level 01 | MA04-272 | Cell 72 | Hydraulics | 1 | CRPP-1-MA4-L1-HYD-40 | 013890 | Thermostatic Mixing Valves | Enware water supply management system | Hydraulic Services | Thermostatic Mixing Valves | Enware |  |  | 1
#AST917 |  | CRPP | Mainstream Accommodation 05 | L1 | Level 01 | MA05-104 | Mechanical Plant 1 | Hydraulics | 1 | CRPP-1-MA05-L1-HYD-42 | 014217 | Backflow Prevention Device | 20mm RPZD - DCW only | Hydraulic Services | Backflow Prevention Device | ZURN | Model 375 | B445841 | 1
#AST915 |  | CRPP | Mainstream Accommodation 05 | GR | Ground | MA05-009 | Cleaners 1 | Hydraulics | 1 | CRPP-1-MA05-G-HYD-38 | 014214 | Backflow Prevention Device | 20mm RPZD in s/s enclosure w/glass viewing screen - DCW only | Hydraulic Services | Backflow Prevention Device | ZURN | Model 375 | B396104 | 1
#AST916 |  | CRPP | Mainstream Accommodation 05 | GR | Ground | MA05-020 | Cleaners 2 | Hydraulics | 1 | CRPP-1-MA05-G-HYD-39 | 014265 | Backflow Prevention Device | 20mm RPZD in s/s enclosure w/glass viewing screen - DCW only | Hydraulic Services | Backflow Prevention Device | ZURN | Model 375 | B386189 | 1
#AST840 |  | CRPP | Mainstream Accommodation 05 | L1 | Level 01 | MA05-103 | Hydraulic Plant | Hydraulics | 1 | CRPP-1-MA05-L1-HYD-03 | 014223 | Domestic Hot Water Service | Domestic hot water plant | Hydraulic Services | Hot Water Units Gas | Rheem | TP04 |  | 1
#AST841 |  | CRPP | Mainstream Accommodation 05 | L1 | Level 01 | MA05-103 | Hydraulic Plant | Hydraulics | 1 | CRPP-1-MA05-L1-HYD-04 | 014220 | Backflow Prevention Device | Double check valve - Fire (50mm) | Hydraulic Services | Backflow Prevention Device | ZURN | Model 350 | B346657 | 1
#AST838 | #AST4028 | CRPP | Mainstream Accommodation 05 | GR | Ground | MA05-011 | Store 2 | Hydraulics | 1 | CRPP-1-MA05-G-HYD-01 | 014267 | Thermostatic Mixing Valves | Enware Aquablend TMV - 20mm | Hydraulic Services | Thermostatic Mixing Valves | Enware | Aquablend 1500 |  | 1
#AST842 |  | CRPP | Mainstream Accommodation 05 | GR | Ground | MA05-201 | Cell 1 | Hydraulics | 1 | CRPP-1-MA05-G-HYD-02 | 014175 | Thermostatic Mixing Valves | Enware water supply management system | Hydraulic Services | Thermostatic Mixing Valves | Enware |  |  | 1
#AST843 |  | CRPP | Mainstream Accommodation 05 | GR | Ground | MA05-202 | Cell 2 | Hydraulics | 1 | CRPP-1-MA05-G-HYD-03 | 014176 | Thermostatic Mixing Valves | Enware water supply management system | Hydraulic Services | Thermostatic Mixing Valves | Enware |  |  | 1
#AST844 |  | CRPP | Mainstream Accommodation 05 | GR | Ground | MA05-203 | Cell 3 | Hydraulics | 1 | CRPP-1-MA05-G-HYD-04 | 014177 | Thermostatic Mixing Valves | Enware water supply management system | Hydraulic Services | Thermostatic Mixing Valves | Enware |  |  | 1
#AST845 |  | CRPP | Mainstream Accommodation 05 | GR | Ground | MA05-204 | Cell 4 | Hydraulics | 1 | CRPP-1-MA05-G-HYD-05 | 014178 | Thermostatic Mixing Valves | Enware water supply management system | Hydraulic Services | Thermostatic Mixing Valves | Enware |  |  | 1
#AST846 |  | CRPP | Mainstream Accommodation 05 | GR | Ground | MA05-205 | Cell 5 | Hydraulics | 1 | CRPP-1-MA05-G-HYD-06 | 014179 | Thermostatic Mixing Valves | Enware water supply management system | Hydraulic Services | Thermostatic Mixing Valves | Enware |  |  | 1
#AST847 |  | CRPP | Mainstream Accommodation 05 | GR | Ground | MA05-206 | Cell 6 | Hydraulics | 1 | CRPP-1-MA05-G-HYD-07 | 014180 | Thermostatic Mixing Valves | Enware water supply management system | Hydraulic Services | Thermostatic Mixing Valves | Enware |  |  | 1
#AST848 |  | CRPP | Mainstream Accommodation 05 | GR | Ground | MA05-207 | Cell 7 | Hydraulics | 1 | CRPP-1-MA05-G-HYD-08 | 014181 | Thermostatic Mixing Valves | Enware water supply management system | Hydraulic Services | Thermostatic Mixing Valves | Enware |  |  | 1
#AST849 |  | CRPP | Mainstream Accommodation 05 | GR | Ground | MA05-208 | Cell 8 | Hydraulics | 1 | CRPP-1-MA05-G-HYD-09 | 014182 | Thermostatic Mixing Valves | Enware water supply management system | Hydraulic Services | Thermostatic Mixing Valves | Enware |  |  | 1
#AST850 |  | CRPP | Mainstream Accommodation 05 | GR | Ground | MA05-209 | Cell 9 | Hydraulics | 1 | CRPP-1-MA05-G-HYD-10 | 014183 | Thermostatic Mixing Valves | Enware water supply management system | Hydraulic Services | Thermostatic Mixing Valves | Enware |  |  | 1
#AST851 |  | CRPP | Mainstream Accommodation 05 | GR | Ground | MA05-210 | Cell 10 | Hydraulics | 1 | CRPP-1-MA05-G-HYD-11 | 014184 | Thermostatic Mixing Valves | Enware water supply management system | Hydraulic Services | Thermostatic Mixing Valves | Enware |  |  | 1
#AST852 |  | CRPP | Mainstream Accommodation 05 | GR | Ground | MA05-211 | Cell 11 | Hydraulics | 1 | CRPP-1-MA05-G-HYD-12 | 014185 | Thermostatic Mixing Valves | Enware water supply management system | Hydraulic Services | Thermostatic Mixing Valves | Enware |  |  | 1
#AST853 |  | CRPP | Mainstream Accommodation 05 | GR | Ground | MA05-212 | Cell 12 | Hydraulics | 1 | CRPP-1-MA05-G-HYD-13 | 014186 | Thermostatic Mixing Valves | Enware water supply management system | Hydraulic Services | Thermostatic Mixing Valves | Enware |  |  | 1
#AST854 |  | CRPP | Mainstream Accommodation 05 | GR | Ground | MA05-213 | Cell 13 | Hydraulics | 1 | CRPP-1-MA05-G-HYD-14 | 014187 | Thermostatic Mixing Valves | Enware water supply management system | Hydraulic Services | Thermostatic Mixing Valves | Enware |  |  | 1
#AST855 |  | CRPP | Mainstream Accommodation 05 | GR | Ground | MA05-214 | Cell 14 | Hydraulics | 1 | CRPP-1-MA05-G-HYD-15 | 014188 | Thermostatic Mixing Valves | Enware water supply management system | Hydraulic Services | Thermostatic Mixing Valves | Enware |  |  | 1
#AST856 |  | CRPP | Mainstream Accommodation 05 | GR | Ground | MA05-215 | Cell 15 | Hydraulics | 1 | CRPP-1-MA05-G-HYD-16 | 014189 | Thermostatic Mixing Valves | Enware water supply management system | Hydraulic Services | Thermostatic Mixing Valves | Enware |  |  | 1
#AST857 |  | CRPP | Mainstream Accommodation 05 | GR | Ground | MA05-216 | Cell 16 | Hydraulics | 1 | CRPP-1-MA05-G-HYD-17 | 014190 | Thermostatic Mixing Valves | Enware water supply management system | Hydraulic Services | Thermostatic Mixing Valves | Enware |  |  | 1
#AST858 |  | CRPP | Mainstream Accommodation 05 | GR | Ground | MA05-217 | Double Cell 17 | Hydraulics | 1 | CRPP-1-MA05-G-HYD-18 | 014191 | Thermostatic Mixing Valves | Enware water supply management system | Hydraulic Services | Thermostatic Mixing Valves | Enware |  |  | 1
#AST859 |  | CRPP | Mainstream Accommodation 05 | GR | Ground | MA05-218 | Cell 18 (Acc) | Hydraulics | 1 | CRPP-1-MA05-G-HYD-19 | 014192 | Thermostatic Mixing Valves | Enware water supply management system | Hydraulic Services | Thermostatic Mixing Valves | Enware |  |  | 1
#AST878 |  | CRPP | Mainstream Accommodation 05 | GR | Ground | MA05-237 | Cell 37 (Acc) | Hydraulics | 1 | CRPP-1-MA05-G-HYD-20 | 014226 | Thermostatic Mixing Valves | Enware water supply management system | Hydraulic Services | Thermostatic Mixing Valves | Enware |  |  | 1
#AST879 |  | CRPP | Mainstream Accommodation 05 | GR | Ground | MA05-238 | Double Cell 38 | Hydraulics | 1 | CRPP-1-MA05-G-HYD-21 | 014227 | Thermostatic Mixing Valves | Enware water supply management system | Hydraulic Services | Thermostatic Mixing Valves | Enware |  |  | 1
#AST880 |  | CRPP | Mainstream Accommodation 05 | GR | Ground | MA05-239 | Cell 39 | Hydraulics | 1 | CRPP-1-MA05-G-HYD-22 | 014228 | Thermostatic Mixing Valves | Enware water supply management system | Hydraulic Services | Thermostatic Mixing Valves | Enware |  |  | 1
#AST881 |  | CRPP | Mainstream Accommodation 05 | GR | Ground | MA05-240 | Cell 40 | Hydraulics | 1 | CRPP-1-MA05-G-HYD-23 | 014229 | Thermostatic Mixing Valves | Enware water supply management system | Hydraulic Services | Thermostatic Mixing Valves | Enware |  |  | 1
#AST882 |  | CRPP | Mainstream Accommodation 05 | GR | Ground | MA05-241 | Cell 41 | Hydraulics | 1 | CRPP-1-MA05-G-HYD-24 | 014230 | Thermostatic Mixing Valves | Enware water supply management system | Hydraulic Services | Thermostatic Mixing Valves | Enware |  |  | 1
#AST883 |  | CRPP | Mainstream Accommodation 05 | GR | Ground | MA05-242 | Cell 42 | Hydraulics | 1 | CRPP-1-MA05-G-HYD-25 | 014231 | Thermostatic Mixing Valves | Enware water supply management system | Hydraulic Services | Thermostatic Mixing Valves | Enware |  |  | 1
#AST884 |  | CRPP | Mainstream Accommodation 05 | GR | Ground | MA05-243 | Cell 43 | Hydraulics | 1 | CRPP-1-MA05-G-HYD-26 | 014232 | Thermostatic Mixing Valves | Enware water supply management system | Hydraulic Services | Thermostatic Mixing Valves | Enware |  |  | 1
#AST885 |  | CRPP | Mainstream Accommodation 05 | GR | Ground | MA05-244 | Cell 44 | Hydraulics | 1 | CRPP-1-MA05-G-HYD-27 | 014233 | Thermostatic Mixing Valves | Enware water supply management system | Hydraulic Services | Thermostatic Mixing Valves | Enware |  |  | 1
#AST886 |  | CRPP | Mainstream Accommodation 05 | GR | Ground | MA05-245 | Cell 45 | Hydraulics | 1 | CRPP-1-MA05-G-HYD-28 | 014234 | Thermostatic Mixing Valves | Enware water supply management system | Hydraulic Services | Thermostatic Mixing Valves | Enware |  |  | 1
#AST887 |  | CRPP | Mainstream Accommodation 05 | GR | Ground | MA05-246 | Cell 46 | Hydraulics | 1 | CRPP-1-MA05-G-HYD-29 | 014235 | Thermostatic Mixing Valves | Enware water supply management system | Hydraulic Services | Thermostatic Mixing Valves | Enware |  |  | 1
#AST888 |  | CRPP | Mainstream Accommodation 05 | GR | Ground | MA05-247 | Cell 47 | Hydraulics | 1 | CRPP-1-MA05-G-HYD-30 | 014236 | Thermostatic Mixing Valves | Enware water supply management system | Hydraulic Services | Thermostatic Mixing Valves | Enware |  |  | 1
#AST889 |  | CRPP | Mainstream Accommodation 05 | GR | Ground | MA05-248 | Cell 48 | Hydraulics | 1 | CRPP-1-MA05-G-HYD-31 | 014237 | Thermostatic Mixing Valves | Enware water supply management system | Hydraulic Services | Thermostatic Mixing Valves | Enware |  |  | 1
#AST890 |  | CRPP | Mainstream Accommodation 05 | GR | Ground | MA05-249 | Cell 49 | Hydraulics | 1 | CRPP-1-MA05-G-HYD-32 | 014238 | Thermostatic Mixing Valves | Enware water supply management system | Hydraulic Services | Thermostatic Mixing Valves | Enware |  |  | 1
#AST891 |  | CRPP | Mainstream Accommodation 05 | GR | Ground | MA05-250 | Cell 50 | Hydraulics | 1 | CRPP-1-MA05-G-HYD-33 | 014239 | Thermostatic Mixing Valves | Enware water supply management system | Hydraulic Services | Thermostatic Mixing Valves | Enware |  |  | 1
#AST892 |  | CRPP | Mainstream Accommodation 05 | GR | Ground | MA05-251 | Cell 51 | Hydraulics | 1 | CRPP-1-MA05-G-HYD-34 | 014240 | Thermostatic Mixing Valves | Enware water supply management system | Hydraulic Services | Thermostatic Mixing Valves | Enware |  |  | 1
#AST893 |  | CRPP | Mainstream Accommodation 05 | GR | Ground | MA05-252 | Cell 52 | Hydraulics | 1 | CRPP-1-MA05-G-HYD-35 | 014241 | Thermostatic Mixing Valves | Enware water supply management system | Hydraulic Services | Thermostatic Mixing Valves | Enware |  |  | 1
#AST894 |  | CRPP | Mainstream Accommodation 05 | GR | Ground | MA05-253 | Cell 53 | Hydraulics | 1 | CRPP-1-MA05-G-HYD-36 | 014242 | Thermostatic Mixing Valves | Enware water supply management system | Hydraulic Services | Thermostatic Mixing Valves | Enware |  |  | 1
#AST895 |  | CRPP | Mainstream Accommodation 05 | GR | Ground | MA05-254 | Cell 54 | Hydraulics | 1 | CRPP-1-MA05-G-HYD-37 | 014243 | Thermostatic Mixing Valves | Enware water supply management system | Hydraulic Services | Thermostatic Mixing Valves | Enware |  |  | 1
#AST860 |  | CRPP | Mainstream Accommodation 05 | L1 | Level 01 | MA05-219 | Cell 19 | Hydraulics | 1 | CRPP-1-MA05-L1-HYD-05 | 014194 | Thermostatic Mixing Valves | Enware water supply management system | Hydraulic Services | Thermostatic Mixing Valves | Enware |  |  | 1
#AST861 |  | CRPP | Mainstream Accommodation 05 | L1 | Level 01 | MA05-220 | Cell 20 | Hydraulics | 1 | CRPP-1-MA05-L1-HYD-06 | 014195 | Thermostatic Mixing Valves | Enware water supply management system | Hydraulic Services | Thermostatic Mixing Valves | Enware |  |  | 1
#AST862 |  | CRPP | Mainstream Accommodation 05 | L1 | Level 01 | MA05-221 | Cell 21 | Hydraulics | 1 | CRPP-1-MA05-L1-HYD-07 | 014196 | Thermostatic Mixing Valves | Enware water supply management system | Hydraulic Services | Thermostatic Mixing Valves | Enware |  |  | 1
#AST863 |  | CRPP | Mainstream Accommodation 05 | L1 | Level 01 | MA05-222 | Cell 22 | Hydraulics | 1 | CRPP-1-MA05-L1-HYD-08 | 014197 | Thermostatic Mixing Valves | Enware water supply management system | Hydraulic Services | Thermostatic Mixing Valves | Enware |  |  | 1
#AST864 |  | CRPP | Mainstream Accommodation 05 | L1 | Level 01 | MA05-223 | Cell 23 | Hydraulics | 1 | CRPP-1-MA05-L1-HYD-09 | 014198 | Thermostatic Mixing Valves | Enware water supply management system | Hydraulic Services | Thermostatic Mixing Valves | Enware |  |  | 1
#AST865 |  | CRPP | Mainstream Accommodation 05 | L1 | Level 01 | MA05-224 | Cell 24 | Hydraulics | 1 | CRPP-1-MA05-L1-HYD-10 | 014199 | Thermostatic Mixing Valves | Enware water supply management system | Hydraulic Services | Thermostatic Mixing Valves | Enware |  |  | 1
#AST866 |  | CRPP | Mainstream Accommodation 05 | L1 | Level 01 | MA05-225 | Cell 25 | Hydraulics | 1 | CRPP-1-MA05-L1-HYD-11 | 014200 | Thermostatic Mixing Valves | Enware water supply management system | Hydraulic Services | Thermostatic Mixing Valves | Enware |  |  | 1
#AST867 |  | CRPP | Mainstream Accommodation 05 | L1 | Level 01 | MA05-226 | Cell 26 | Hydraulics | 1 | CRPP-1-MA05-L1-HYD-12 | 014201 | Thermostatic Mixing Valves | Enware water supply management system | Hydraulic Services | Thermostatic Mixing Valves | Enware |  |  | 1
#AST868 |  | CRPP | Mainstream Accommodation 05 | L1 | Level 01 | MA05-227 | Cell 27 | Hydraulics | 1 | CRPP-1-MA05-L1-HYD-13 | 014202 | Thermostatic Mixing Valves | Enware water supply management system | Hydraulic Services | Thermostatic Mixing Valves | Enware |  |  | 1
#AST869 |  | CRPP | Mainstream Accommodation 05 | L1 | Level 01 | MA05-228 | Cell 28 | Hydraulics | 1 | CRPP-1-MA05-L1-HYD-14 | 014203 | Thermostatic Mixing Valves | Enware water supply management system | Hydraulic Services | Thermostatic Mixing Valves | Enware |  |  | 1
#AST870 |  | CRPP | Mainstream Accommodation 05 | L1 | Level 01 | MA05-229 | Cell 29 | Hydraulics | 1 | CRPP-1-MA05-L1-HYD-15 | 014204 | Thermostatic Mixing Valves | Enware water supply management system | Hydraulic Services | Thermostatic Mixing Valves | Enware |  |  | 1
#AST871 |  | CRPP | Mainstream Accommodation 05 | L1 | Level 01 | MA05-230 | Cell 30 | Hydraulics | 1 | CRPP-1-MA05-L1-HYD-16 | 014205 | Thermostatic Mixing Valves | Enware water supply management system | Hydraulic Services | Thermostatic Mixing Valves | Enware |  |  | 1
#AST872 |  | CRPP | Mainstream Accommodation 05 | L1 | Level 01 | MA05-231 | Cell 31 | Hydraulics | 1 | CRPP-1-MA05-L1-HYD-17 | 014206 | Thermostatic Mixing Valves | Enware water supply management system | Hydraulic Services | Thermostatic Mixing Valves | Enware |  |  | 1
#AST873 |  | CRPP | Mainstream Accommodation 05 | L1 | Level 01 | MA05-232 | Cell 32 | Hydraulics | 1 | CRPP-1-MA05-L1-HYD-18 | 014207 | Thermostatic Mixing Valves | Enware water supply management system | Hydraulic Services | Thermostatic Mixing Valves | Enware |  |  | 1
#AST874 |  | CRPP | Mainstream Accommodation 05 | L1 | Level 01 | MA05-233 | Cell 33 | Hydraulics | 1 | CRPP-1-MA05-L1-HYD-19 | 014208 | Thermostatic Mixing Valves | Enware water supply management system | Hydraulic Services | Thermostatic Mixing Valves | Enware |  |  | 1
#AST875 |  | CRPP | Mainstream Accommodation 05 | L1 | Level 01 | MA05-234 | Cell 34 | Hydraulics | 1 | CRPP-1-MA05-L1-HYD-20 | 014209 | Thermostatic Mixing Valves | Enware water supply management system | Hydraulic Services | Thermostatic Mixing Valves | Enware |  |  | 1
#AST876 |  | CRPP | Mainstream Accommodation 05 | L1 | Level 01 | MA05-235 | Double Cell 35 | Hydraulics | 1 | CRPP-1-MA05-L1-HYD-21 | 014210 | Thermostatic Mixing Valves | Enware water supply management system | Hydraulic Services | Thermostatic Mixing Valves | Enware |  |  | 1
#AST877 |  | CRPP | Mainstream Accommodation 05 | L1 | Level 01 | MA05-236 | Double Cell 36 | Hydraulics | 1 | CRPP-1-MA05-L1-HYD-22 | 014211 | Thermostatic Mixing Valves | Enware water supply management system | Hydraulic Services | Thermostatic Mixing Valves | Enware |  |  | 1
#AST896 |  | CRPP | Mainstream Accommodation 05 | L1 | Level 01 | MA05-255 | Double Cell 55 | Hydraulics | 1 | CRPP-1-MA05-L1-HYD-23 | 014246 | Thermostatic Mixing Valves | Enware water supply management system | Hydraulic Services | Thermostatic Mixing Valves | Enware |  |  | 1
#AST897 |  | CRPP | Mainstream Accommodation 05 | L1 | Level 01 | MA05-256 | Double Cell 56 | Hydraulics | 1 | CRPP-1-MA05-L1-HYD-24 | 014247 | Thermostatic Mixing Valves | Enware water supply management system | Hydraulic Services | Thermostatic Mixing Valves | Enware |  |  | 1
#AST898 |  | CRPP | Mainstream Accommodation 05 | L1 | Level 01 | MA05-257 | Cell 57 | Hydraulics | 1 | CRPP-1-MA05-L1-HYD-25 | 014248 | Thermostatic Mixing Valves | Enware water supply management system | Hydraulic Services | Thermostatic Mixing Valves | Enware |  |  | 1
#AST899 |  | CRPP | Mainstream Accommodation 05 | L1 | Level 01 | MA05-258 | Cell 58 | Hydraulics | 1 | CRPP-1-MA05-L1-HYD-26 | 014249 | Thermostatic Mixing Valves | Enware water supply management system | Hydraulic Services | Thermostatic Mixing Valves | Enware |  |  | 1
#AST900 |  | CRPP | Mainstream Accommodation 05 | L1 | Level 01 | MA05-259 | Cell 59 | Hydraulics | 1 | CRPP-1-MA05-L1-HYD-27 | 014250 | Thermostatic Mixing Valves | Enware water supply management system | Hydraulic Services | Thermostatic Mixing Valves | Enware |  |  | 1
#AST901 |  | CRPP | Mainstream Accommodation 05 | L1 | Level 01 | MA05-260 | Cell 60 | Hydraulics | 1 | CRPP-1-MA05-L1-HYD-28 | 014251 | Thermostatic Mixing Valves | Enware water supply management system | Hydraulic Services | Thermostatic Mixing Valves | Enware |  |  | 1
#AST902 |  | CRPP | Mainstream Accommodation 05 | L1 | Level 01 | MA05-261 | Cell 61 | Hydraulics | 1 | CRPP-1-MA05-L1-HYD-29 | 014252 | Thermostatic Mixing Valves | Enware water supply management system | Hydraulic Services | Thermostatic Mixing Valves | Enware |  |  | 1
#AST903 |  | CRPP | Mainstream Accommodation 05 | L1 | Level 01 | MA05-262 | Cell 62 | Hydraulics | 1 | CRPP-1-MA05-L1-HYD-30 | 014253 | Thermostatic Mixing Valves | Enware water supply management system | Hydraulic Services | Thermostatic Mixing Valves | Enware |  |  | 1
#AST904 |  | CRPP | Mainstream Accommodation 05 | L1 | Level 01 | MA05-263 | Cell 63 | Hydraulics | 1 | CRPP-1-MA05-L1-HYD-31 | 014254 | Thermostatic Mixing Valves | Enware water supply management system | Hydraulic Services | Thermostatic Mixing Valves | Enware |  |  | 1
#AST905 |  | CRPP | Mainstream Accommodation 05 | L1 | Level 01 | MA05-264 | Cell 64 | Hydraulics | 1 | CRPP-1-MA05-L1-HYD-32 | 014255 | Thermostatic Mixing Valves | Enware water supply management system | Hydraulic Services | Thermostatic Mixing Valves | Enware |  |  | 1
#AST906 |  | CRPP | Mainstream Accommodation 05 | L1 | Level 01 | MA05-265 | Cell 65 | Hydraulics | 1 | CRPP-1-MA05-L1-HYD-33 | 014256 | Thermostatic Mixing Valves | Enware water supply management system | Hydraulic Services | Thermostatic Mixing Valves | Enware |  |  | 1
#AST907 |  | CRPP | Mainstream Accommodation 05 | L1 | Level 01 | MA05-266 | Cell 66 | Hydraulics | 1 | CRPP-1-MA05-L1-HYD-34 | 014257 | Thermostatic Mixing Valves | Enware water supply management system | Hydraulic Services | Thermostatic Mixing Valves | Enware |  |  | 1
#AST908 |  | CRPP | Mainstream Accommodation 05 | L1 | Level 01 | MA05-267 | Cell 67 | Hydraulics | 1 | CRPP-1-MA05-L1-HYD-35 | 014258 | Thermostatic Mixing Valves | Enware water supply management system | Hydraulic Services | Thermostatic Mixing Valves | Enware |  |  | 1
#AST909 |  | CRPP | Mainstream Accommodation 05 | L1 | Level 01 | MA05-268 | Cell 68 | Hydraulics | 1 | CRPP-1-MA05-L1-HYD-36 | 014259 | Thermostatic Mixing Valves | Enware water supply management system | Hydraulic Services | Thermostatic Mixing Valves | Enware |  |  | 1
#AST910 |  | CRPP | Mainstream Accommodation 05 | L1 | Level 01 | MA05-269 | Cell 69 | Hydraulics | 1 | CRPP-1-MA05-L1-HYD-37 | 014260 | Thermostatic Mixing Valves | Enware water supply management system | Hydraulic Services | Thermostatic Mixing Valves | Enware |  |  | 1
#AST911 |  | CRPP | Mainstream Accommodation 05 | L1 | Level 01 | MA05-270 | Cell 70 | Hydraulics | 1 | CRPP-1-MA05-L1-HYD-38 | 014261 | Thermostatic Mixing Valves | Enware water supply management system | Hydraulic Services | Thermostatic Mixing Valves | Enware |  |  | 1
#AST912 |  | CRPP | Mainstream Accommodation 05 | L1 | Level 01 | MA05-271 | Cell 71 | Hydraulics | 1 | CRPP-1-MA05-L1-HYD-39 | 014262 | Thermostatic Mixing Valves | Enware water supply management system | Hydraulic Services | Thermostatic Mixing Valves | Enware |  |  | 1
#AST913 |  | CRPP | Mainstream Accommodation 05 | L1 | Level 01 | MA05-272 | Cell 72 | Hydraulics | 1 | CRPP-1-MA05-L1-HYD-40 | 014263 | Thermostatic Mixing Valves | Enware water supply management system | Hydraulic Services | Thermostatic Mixing Valves | Enware |  |  | 1
#AST1000 |  | CRPP | Mainstream Accommodation 06 | L1 | Level 01 | MA06-104 | Mechanical Plant 1 | Hydraulics | 1 | CRPP-1-MA06-L1-HYD-42 | 014362 | Backflow Prevention Device | 20mm RPZD - DCW only | Hydraulic Services | Backflow Prevention Device | ZURN | Model 375 | B413585 | 1
#AST998 |  | CRPP | Mainstream Accommodation 06 | GR | Ground | MA06-009 | Cleaners 1 | Hydraulics | 1 | CRPP-1-MA06-G-HYD-38 | 014316 | Backflow Prevention Device | 20mm RPZD in s/s enclosure w/glass viewing screen - DCW only | Hydraulic Services | Backflow Prevention Device | ZURN | Model 375 | B413690 | 1
#AST999 |  | CRPP | Mainstream Accommodation 06 | GR | Ground | MA06-020 | Cleaners 2 | Hydraulics | 1 | CRPP-1-MA06-G-HYD-39 | 014319 | Backflow Prevention Device | 20mm RPZD in s/s enclosure w/glass viewing screen - DCW only | Hydraulic Services | Backflow Prevention Device | ZURN | Model 375 | B413622 | 1
#AST923 |  | CRPP | Mainstream Accommodation 06 | L1 | Level 01 | MA06-103 | Hydraulic Plant | Hydraulics | 1 | CRPP-1-MA06-L1-HYD-03 | 014363 | Domestic Hot Water Service | Domestic hot water plant | Hydraulic Services | Hot Water Units Gas | Rheem | TP04 |  | 1
#AST924 |  | CRPP | Mainstream Accommodation 06 | L1 | Level 01 | MA06-103 | Hydraulic Plant | Hydraulics | 1 | CRPP-1-MA06-L1-HYD-04 | 014366 | Backflow Prevention Device | Double check valve - Fire (50mm) | Hydraulic Services | Backflow Prevention Device | ZURN | Model 350 | B346862 | 1
#AST921 | #AST4028 | CRPP | Mainstream Accommodation 06 | GR | Ground | MA06-011 | Store 2 | Hydraulics | 1 | CRPP-1-MA06-G-HYD-01 | 014268 | Thermostatic Mixing Valves | Enware Aquablend TMV - 20mm | Hydraulic Services | Thermostatic Mixing Valves | Enware | Aquablend 1500 |  | 1
#AST925 |  | CRPP | Mainstream Accommodation 06 | GR | Ground | MA06-201 | Cell 1 | Hydraulics | 1 | CRPP-1-MA06-G-HYD-02 | 014277 | Thermostatic Mixing Valves | Enware water supply management system | Hydraulic Services | Thermostatic Mixing Valves | Enware |  |  | 1
#AST926 |  | CRPP | Mainstream Accommodation 06 | GR | Ground | MA06-202 | Cell 2 | Hydraulics | 1 | CRPP-1-MA06-G-HYD-03 | 014278 | Thermostatic Mixing Valves | Enware water supply management system | Hydraulic Services | Thermostatic Mixing Valves | Enware |  |  | 1
#AST927 |  | CRPP | Mainstream Accommodation 06 | GR | Ground | MA06-203 | Cell 3 | Hydraulics | 1 | CRPP-1-MA06-G-HYD-04 | 014279 | Thermostatic Mixing Valves | Enware water supply management system | Hydraulic Services | Thermostatic Mixing Valves | Enware |  |  | 1
#AST928 |  | CRPP | Mainstream Accommodation 06 | GR | Ground | MA06-204 | Cell 4 | Hydraulics | 1 | CRPP-1-MA06-G-HYD-05 | 014280 | Thermostatic Mixing Valves | Enware water supply management system | Hydraulic Services | Thermostatic Mixing Valves | Enware |  |  | 1
#AST929 |  | CRPP | Mainstream Accommodation 06 | GR | Ground | MA06-205 | Cell 5 | Hydraulics | 1 | CRPP-1-MA06-G-HYD-06 | 014281 | Thermostatic Mixing Valves | Enware water supply management system | Hydraulic Services | Thermostatic Mixing Valves | Enware |  |  | 1
#AST930 |  | CRPP | Mainstream Accommodation 06 | GR | Ground | MA06-206 | Cell 6 | Hydraulics | 1 | CRPP-1-MA06-G-HYD-07 | 014282 | Thermostatic Mixing Valves | Enware water supply management system | Hydraulic Services | Thermostatic Mixing Valves | Enware |  |  | 1
#AST931 |  | CRPP | Mainstream Accommodation 06 | GR | Ground | MA06-207 | Cell 7 | Hydraulics | 1 | CRPP-1-MA06-G-HYD-08 | 014283 | Thermostatic Mixing Valves | Enware water supply management system | Hydraulic Services | Thermostatic Mixing Valves | Enware |  |  | 1
#AST932 |  | CRPP | Mainstream Accommodation 06 | GR | Ground | MA06-208 | Cell 8 | Hydraulics | 1 | CRPP-1-MA06-G-HYD-09 | 014284 | Thermostatic Mixing Valves | Enware water supply management system | Hydraulic Services | Thermostatic Mixing Valves | Enware |  |  | 1
#AST933 |  | CRPP | Mainstream Accommodation 06 | GR | Ground | MA06-209 | Cell 9 | Hydraulics | 1 | CRPP-1-MA06-G-HYD-10 | 014285 | Thermostatic Mixing Valves | Enware water supply management system | Hydraulic Services | Thermostatic Mixing Valves | Enware |  |  | 1
#AST934 |  | CRPP | Mainstream Accommodation 06 | GR | Ground | MA06-210 | Cell 10 | Hydraulics | 1 | CRPP-1-MA06-G-HYD-11 | 014286 | Thermostatic Mixing Valves | Enware water supply management system | Hydraulic Services | Thermostatic Mixing Valves | Enware |  |  | 1
#AST935 |  | CRPP | Mainstream Accommodation 06 | GR | Ground | MA06-211 | Cell 11 | Hydraulics | 1 | CRPP-1-MA06-G-HYD-12 | 014287 | Thermostatic Mixing Valves | Enware water supply management system | Hydraulic Services | Thermostatic Mixing Valves | Enware |  |  | 1
#AST936 |  | CRPP | Mainstream Accommodation 06 | GR | Ground | MA06-212 | Cell 12 | Hydraulics | 1 | CRPP-1-MA06-G-HYD-13 | 014288 | Thermostatic Mixing Valves | Enware water supply management system | Hydraulic Services | Thermostatic Mixing Valves | Enware |  |  | 1
#AST937 |  | CRPP | Mainstream Accommodation 06 | GR | Ground | MA06-213 | Cell 13 | Hydraulics | 1 | CRPP-1-MA06-G-HYD-14 | 014289 | Thermostatic Mixing Valves | Enware water supply management system | Hydraulic Services | Thermostatic Mixing Valves | Enware |  |  | 1
#AST938 |  | CRPP | Mainstream Accommodation 06 | GR | Ground | MA06-214 | Cell 14 | Hydraulics | 1 | CRPP-1-MA06-G-HYD-15 | 014290 | Thermostatic Mixing Valves | Enware water supply management system | Hydraulic Services | Thermostatic Mixing Valves | Enware |  |  | 1
#AST939 |  | CRPP | Mainstream Accommodation 06 | GR | Ground | MA06-215 | Cell 15 | Hydraulics | 1 | CRPP-1-MA06-G-HYD-16 | 014291 | Thermostatic Mixing Valves | Enware water supply management system | Hydraulic Services | Thermostatic Mixing Valves | Enware |  |  | 1
#AST940 |  | CRPP | Mainstream Accommodation 06 | GR | Ground | MA06-216 | Cell 16 | Hydraulics | 1 | CRPP-1-MA06-G-HYD-17 | 014292 | Thermostatic Mixing Valves | Enware water supply management system | Hydraulic Services | Thermostatic Mixing Valves | Enware |  |  | 1
#AST941 |  | CRPP | Mainstream Accommodation 06 | GR | Ground | MA06-217 | Double Cell 17 | Hydraulics | 1 | CRPP-1-MA06-G-HYD-18 | 014293 | Thermostatic Mixing Valves | Enware water supply management system | Hydraulic Services | Thermostatic Mixing Valves | Enware |  |  | 1
#AST942 |  | CRPP | Mainstream Accommodation 06 | GR | Ground | MA06-218 | Cell 18 (Acc) | Hydraulics | 1 | CRPP-1-MA06-G-HYD-19 | 014294 | Thermostatic Mixing Valves | Enware water supply management system | Hydraulic Services | Thermostatic Mixing Valves | Enware |  |  | 1
#AST961 |  | CRPP | Mainstream Accommodation 06 | GR | Ground | MA06-237 | Cell 37 (Acc) | Hydraulics | 1 | CRPP-1-MA06-G-HYD-20 | 014321 | Thermostatic Mixing Valves | Enware water supply management system | Hydraulic Services | Thermostatic Mixing Valves | Enware |  |  | 1
#AST962 |  | CRPP | Mainstream Accommodation 06 | GR | Ground | MA06-238 | Double Cell 38 | Hydraulics | 1 | CRPP-1-MA06-G-HYD-21 | 014322 | Thermostatic Mixing Valves | Enware water supply management system | Hydraulic Services | Thermostatic Mixing Valves | Enware |  |  | 1
#AST963 |  | CRPP | Mainstream Accommodation 06 | GR | Ground | MA06-239 | Cell 39 | Hydraulics | 1 | CRPP-1-MA06-G-HYD-22 | 014323 | Thermostatic Mixing Valves | Enware water supply management system | Hydraulic Services | Thermostatic Mixing Valves | Enware |  |  | 1
#AST964 |  | CRPP | Mainstream Accommodation 06 | GR | Ground | MA06-240 | Cell 40 | Hydraulics | 1 | CRPP-1-MA06-G-HYD-23 | 014324 | Thermostatic Mixing Valves | Enware water supply management system | Hydraulic Services | Thermostatic Mixing Valves | Enware |  |  | 1
#AST965 |  | CRPP | Mainstream Accommodation 06 | GR | Ground | MA06-241 | Cell 41 | Hydraulics | 1 | CRPP-1-MA06-G-HYD-24 | 014325 | Thermostatic Mixing Valves | Enware water supply management system | Hydraulic Services | Thermostatic Mixing Valves | Enware |  |  | 1
#AST966 |  | CRPP | Mainstream Accommodation 06 | GR | Ground | MA06-242 | Cell 42 | Hydraulics | 1 | CRPP-1-MA06-G-HYD-25 | 014326 | Thermostatic Mixing Valves | Enware water supply management system | Hydraulic Services | Thermostatic Mixing Valves | Enware |  |  | 1
#AST967 |  | CRPP | Mainstream Accommodation 06 | GR | Ground | MA06-243 | Cell 43 | Hydraulics | 1 | CRPP-1-MA06-G-HYD-26 | 014327 | Thermostatic Mixing Valves | Enware water supply management system | Hydraulic Services | Thermostatic Mixing Valves | Enware |  |  | 1
#AST968 |  | CRPP | Mainstream Accommodation 06 | GR | Ground | MA06-244 | Cell 44 | Hydraulics | 1 | CRPP-1-MA06-G-HYD-27 | 014328 | Thermostatic Mixing Valves | Enware water supply management system | Hydraulic Services | Thermostatic Mixing Valves | Enware |  |  | 1
#AST969 |  | CRPP | Mainstream Accommodation 06 | GR | Ground | MA06-245 | Cell 45 | Hydraulics | 1 | CRPP-1-MA06-G-HYD-28 | 014329 | Thermostatic Mixing Valves | Enware water supply management system | Hydraulic Services | Thermostatic Mixing Valves | Enware |  |  | 1
#AST970 |  | CRPP | Mainstream Accommodation 06 | GR | Ground | MA06-246 | Cell 46 | Hydraulics | 1 | CRPP-1-MA06-G-HYD-29 | 014330 | Thermostatic Mixing Valves | Enware water supply management system | Hydraulic Services | Thermostatic Mixing Valves | Enware |  |  | 1
#AST971 |  | CRPP | Mainstream Accommodation 06 | GR | Ground | MA06-247 | Cell 47 | Hydraulics | 1 | CRPP-1-MA06-G-HYD-30 | 014331 | Thermostatic Mixing Valves | Enware water supply management system | Hydraulic Services | Thermostatic Mixing Valves | Enware |  |  | 1
#AST972 |  | CRPP | Mainstream Accommodation 06 | GR | Ground | MA06-248 | Cell 48 | Hydraulics | 1 | CRPP-1-MA06-G-HYD-31 | 014332 | Thermostatic Mixing Valves | Enware water supply management system | Hydraulic Services | Thermostatic Mixing Valves | Enware |  |  | 1
#AST973 |  | CRPP | Mainstream Accommodation 06 | GR | Ground | MA06-249 | Cell 49 | Hydraulics | 1 | CRPP-1-MA06-G-HYD-32 | 014333 | Thermostatic Mixing Valves | Enware water supply management system | Hydraulic Services | Thermostatic Mixing Valves | Enware |  |  | 1
#AST974 |  | CRPP | Mainstream Accommodation 06 | GR | Ground | MA06-250 | Cell 50 | Hydraulics | 1 | CRPP-1-MA06-G-HYD-33 | 014334 | Thermostatic Mixing Valves | Enware water supply management system | Hydraulic Services | Thermostatic Mixing Valves | Enware |  |  | 1
#AST975 |  | CRPP | Mainstream Accommodation 06 | GR | Ground | MA06-251 | Cell 51 | Hydraulics | 1 | CRPP-1-MA06-G-HYD-34 | 014335 | Thermostatic Mixing Valves | Enware water supply management system | Hydraulic Services | Thermostatic Mixing Valves | Enware |  |  | 1
#AST976 |  | CRPP | Mainstream Accommodation 06 | GR | Ground | MA06-252 | Cell 52 | Hydraulics | 1 | CRPP-1-MA06-G-HYD-35 | 014336 | Thermostatic Mixing Valves | Enware water supply management system | Hydraulic Services | Thermostatic Mixing Valves | Enware |  |  | 1
#AST977 |  | CRPP | Mainstream Accommodation 06 | GR | Ground | MA06-253 | Cell 53 | Hydraulics | 1 | CRPP-1-MA06-G-HYD-36 | 014337 | Thermostatic Mixing Valves | Enware water supply management system | Hydraulic Services | Thermostatic Mixing Valves | Enware |  |  | 1
#AST978 |  | CRPP | Mainstream Accommodation 06 | GR | Ground | MA06-254 | Cell 54 | Hydraulics | 1 | CRPP-1-MA06-G-HYD-37 | 014338 | Thermostatic Mixing Valves | Enware water supply management system | Hydraulic Services | Thermostatic Mixing Valves | Enware |  |  | 1
#AST943 |  | CRPP | Mainstream Accommodation 06 | L1 | Level 01 | MA06-219 | Cell 19 | Hydraulics | 1 | CRPP-1-MA06-L1-HYD-05 | 014296 | Thermostatic Mixing Valves | Enware water supply management system | Hydraulic Services | Thermostatic Mixing Valves | Enware |  |  | 1
#AST944 |  | CRPP | Mainstream Accommodation 06 | L1 | Level 01 | MA06-220 | Cell 20 | Hydraulics | 1 | CRPP-1-MA06-L1-HYD-06 | 014297 | Thermostatic Mixing Valves | Enware water supply management system | Hydraulic Services | Thermostatic Mixing Valves | Enware |  |  | 1
#AST945 |  | CRPP | Mainstream Accommodation 06 | L1 | Level 01 | MA06-221 | Cell 21 | Hydraulics | 1 | CRPP-1-MA06-L1-HYD-07 | 014298 | Thermostatic Mixing Valves | Enware water supply management system | Hydraulic Services | Thermostatic Mixing Valves | Enware |  |  | 1
#AST946 |  | CRPP | Mainstream Accommodation 06 | L1 | Level 01 | MA06-222 | Cell 22 | Hydraulics | 1 | CRPP-1-MA06-L1-HYD-08 | 014299 | Thermostatic Mixing Valves | Enware water supply management system | Hydraulic Services | Thermostatic Mixing Valves | Enware |  |  | 1
#AST947 |  | CRPP | Mainstream Accommodation 06 | L1 | Level 01 | MA06-223 | Cell 23 | Hydraulics | 1 | CRPP-1-MA06-L1-HYD-09 | 014300 | Thermostatic Mixing Valves | Enware water supply management system | Hydraulic Services | Thermostatic Mixing Valves | Enware |  |  | 1
#AST948 |  | CRPP | Mainstream Accommodation 06 | L1 | Level 01 | MA06-224 | Cell 24 | Hydraulics | 1 | CRPP-1-MA06-L1-HYD-10 | 014301 | Thermostatic Mixing Valves | Enware water supply management system | Hydraulic Services | Thermostatic Mixing Valves | Enware |  |  | 1
#AST949 |  | CRPP | Mainstream Accommodation 06 | L1 | Level 01 | MA06-225 | Cell 25 | Hydraulics | 1 | CRPP-1-MA06-L1-HYD-11 | 014302 | Thermostatic Mixing Valves | Enware water supply management system | Hydraulic Services | Thermostatic Mixing Valves | Enware |  |  | 1
#AST950 |  | CRPP | Mainstream Accommodation 06 | L1 | Level 01 | MA06-226 | Cell 26 | Hydraulics | 1 | CRPP-1-MA06-L1-HYD-12 | 014303 | Thermostatic Mixing Valves | Enware water supply management system | Hydraulic Services | Thermostatic Mixing Valves | Enware |  |  | 1
#AST951 |  | CRPP | Mainstream Accommodation 06 | L1 | Level 01 | MA06-227 | Cell 27 | Hydraulics | 1 | CRPP-1-MA06-L1-HYD-13 | 014304 | Thermostatic Mixing Valves | Enware water supply management system | Hydraulic Services | Thermostatic Mixing Valves | Enware |  |  | 1
#AST952 |  | CRPP | Mainstream Accommodation 06 | L1 | Level 01 | MA06-228 | Cell 28 | Hydraulics | 1 | CRPP-1-MA06-L1-HYD-14 | 014305 | Thermostatic Mixing Valves | Enware water supply management system | Hydraulic Services | Thermostatic Mixing Valves | Enware |  |  | 1
#AST953 |  | CRPP | Mainstream Accommodation 06 | L1 | Level 01 | MA06-229 | Cell 29 | Hydraulics | 1 | CRPP-1-MA06-L1-HYD-15 | 014306 | Thermostatic Mixing Valves | Enware water supply management system | Hydraulic Services | Thermostatic Mixing Valves | Enware |  |  | 1
#AST954 |  | CRPP | Mainstream Accommodation 06 | L1 | Level 01 | MA06-230 | Cell 30 | Hydraulics | 1 | CRPP-1-MA06-L1-HYD-16 | 014307 | Thermostatic Mixing Valves | Enware water supply management system | Hydraulic Services | Thermostatic Mixing Valves | Enware |  |  | 1
#AST955 |  | CRPP | Mainstream Accommodation 06 | L1 | Level 01 | MA06-231 | Cell 31 | Hydraulics | 1 | CRPP-1-MA06-L1-HYD-17 | 014308 | Thermostatic Mixing Valves | Enware water supply management system | Hydraulic Services | Thermostatic Mixing Valves | Enware |  |  | 1
#AST956 |  | CRPP | Mainstream Accommodation 06 | L1 | Level 01 | MA06-232 | Cell 32 | Hydraulics | 1 | CRPP-1-MA06-L1-HYD-18 | 014309 | Thermostatic Mixing Valves | Enware water supply management system | Hydraulic Services | Thermostatic Mixing Valves | Enware |  |  | 1
#AST957 |  | CRPP | Mainstream Accommodation 06 | L1 | Level 01 | MA06-233 | Cell 33 | Hydraulics | 1 | CRPP-1-MA06-L1-HYD-19 | 014310 | Thermostatic Mixing Valves | Enware water supply management system | Hydraulic Services | Thermostatic Mixing Valves | Enware |  |  | 1
#AST958 |  | CRPP | Mainstream Accommodation 06 | L1 | Level 01 | MA06-234 | Cell 34 | Hydraulics | 1 | CRPP-1-MA06-L1-HYD-20 | 014311 | Thermostatic Mixing Valves | Enware water supply management system | Hydraulic Services | Thermostatic Mixing Valves | Enware |  |  | 1
#AST959 |  | CRPP | Mainstream Accommodation 06 | L1 | Level 01 | MA06-235 | Double Cell 35 | Hydraulics | 1 | CRPP-1-MA06-L1-HYD-21 | 014312 | Thermostatic Mixing Valves | Enware water supply management system | Hydraulic Services | Thermostatic Mixing Valves | Enware |  |  | 1
#AST960 |  | CRPP | Mainstream Accommodation 06 | L1 | Level 01 | MA06-236 | Double Cell 36 | Hydraulics | 1 | CRPP-1-MA06-L1-HYD-22 | 014313 | Thermostatic Mixing Valves | Enware water supply management system | Hydraulic Services | Thermostatic Mixing Valves | Enware |  |  | 1
#AST979 |  | CRPP | Mainstream Accommodation 06 | L1 | Level 01 | MA06-255 | Double Cell 55 | Hydraulics | 1 | CRPP-1-MA06-L1-HYD-23 | 014342 | Thermostatic Mixing Valves | Enware water supply management system | Hydraulic Services | Thermostatic Mixing Valves | Enware |  |  | 1
#AST980 |  | CRPP | Mainstream Accommodation 06 | L1 | Level 01 | MA06-256 | Double Cell 56 | Hydraulics | 1 | CRPP-1-MA06-L1-HYD-24 | 014343 | Thermostatic Mixing Valves | Enware water supply management system | Hydraulic Services | Thermostatic Mixing Valves | Enware |  |  | 1
#AST981 |  | CRPP | Mainstream Accommodation 06 | L1 | Level 01 | MA06-257 | Cell 57 | Hydraulics | 1 | CRPP-1-MA06-L1-HYD-25 | 014345 | Thermostatic Mixing Valves | Enware water supply management system | Hydraulic Services | Thermostatic Mixing Valves | Enware |  |  | 1
#AST982 |  | CRPP | Mainstream Accommodation 06 | L1 | Level 01 | MA06-258 | Cell 58 | Hydraulics | 1 | CRPP-1-MA06-L1-HYD-26 | 014344 | Thermostatic Mixing Valves | Enware water supply management system | Hydraulic Services | Thermostatic Mixing Valves | Enware |  |  | 1
#AST983 |  | CRPP | Mainstream Accommodation 06 | L1 | Level 01 | MA06-259 | Cell 59 | Hydraulics | 1 | CRPP-1-MA06-L1-HYD-27 | 014346 | Thermostatic Mixing Valves | Enware water supply management system | Hydraulic Services | Thermostatic Mixing Valves | Enware |  |  | 1
#AST984 |  | CRPP | Mainstream Accommodation 06 | L1 | Level 01 | MA06-260 | Cell 60 | Hydraulics | 1 | CRPP-1-MA06-L1-HYD-28 | 014347 | Thermostatic Mixing Valves | Enware water supply management system | Hydraulic Services | Thermostatic Mixing Valves | Enware |  |  | 1
#AST985 |  | CRPP | Mainstream Accommodation 06 | L1 | Level 01 | MA06-261 | Cell 61 | Hydraulics | 1 | CRPP-1-MA06-L1-HYD-29 | 014348 | Thermostatic Mixing Valves | Enware water supply management system | Hydraulic Services | Thermostatic Mixing Valves | Enware |  |  | 1
#AST986 |  | CRPP | Mainstream Accommodation 06 | L1 | Level 01 | MA06-262 | Cell 62 | Hydraulics | 1 | CRPP-1-MA06-L1-HYD-30 | 014349 | Thermostatic Mixing Valves | Enware water supply management system | Hydraulic Services | Thermostatic Mixing Valves | Enware |  |  | 1
#AST987 |  | CRPP | Mainstream Accommodation 06 | L1 | Level 01 | MA06-263 | Cell 63 | Hydraulics | 1 | CRPP-1-MA06-L1-HYD-31 | 014350 | Thermostatic Mixing Valves | Enware water supply management system | Hydraulic Services | Thermostatic Mixing Valves | Enware |  |  | 1
#AST988 |  | CRPP | Mainstream Accommodation 06 | L1 | Level 01 | MA06-264 | Cell 64 | Hydraulics | 1 | CRPP-1-MA06-L1-HYD-32 | 014351 | Thermostatic Mixing Valves | Enware water supply management system | Hydraulic Services | Thermostatic Mixing Valves | Enware |  |  | 1
#AST989 |  | CRPP | Mainstream Accommodation 06 | L1 | Level 01 | MA06-265 | Cell 65 | Hydraulics | 1 | CRPP-1-MA06-L1-HYD-33 | 014352 | Thermostatic Mixing Valves | Enware water supply management system | Hydraulic Services | Thermostatic Mixing Valves | Enware |  |  | 1
#AST990 |  | CRPP | Mainstream Accommodation 06 | L1 | Level 01 | MA06-266 | Cell 66 | Hydraulics | 1 | CRPP-1-MA06-L1-HYD-34 | 014353 | Thermostatic Mixing Valves | Enware water supply management system | Hydraulic Services | Thermostatic Mixing Valves | Enware |  |  | 1
#AST991 |  | CRPP | Mainstream Accommodation 06 | L1 | Level 01 | MA06-267 | Cell 67 | Hydraulics | 1 | CRPP-1-MA06-L1-HYD-35 | 014356 | Thermostatic Mixing Valves | Enware water supply management system | Hydraulic Services | Thermostatic Mixing Valves | Enware |  |  | 1
#AST992 |  | CRPP | Mainstream Accommodation 06 | L1 | Level 01 | MA06-268 | Cell 68 | Hydraulics | 1 | CRPP-1-MA06-L1-HYD-36 | 014354 | Thermostatic Mixing Valves | Enware water supply management system | Hydraulic Services | Thermostatic Mixing Valves | Enware |  |  | 1
#AST993 |  | CRPP | Mainstream Accommodation 06 | L1 | Level 01 | MA06-269 | Cell 69 | Hydraulics | 1 | CRPP-1-MA06-L1-HYD-37 | 014355 | Thermostatic Mixing Valves | Enware water supply management system | Hydraulic Services | Thermostatic Mixing Valves | Enware |  |  | 1
#AST994 |  | CRPP | Mainstream Accommodation 06 | L1 | Level 01 | MA06-270 | Cell 70 | Hydraulics | 1 | CRPP-1-MA06-L1-HYD-38 | 014357 | Thermostatic Mixing Valves | Enware water supply management system | Hydraulic Services | Thermostatic Mixing Valves | Enware |  |  | 1
#AST995 |  | CRPP | Mainstream Accommodation 06 | L1 | Level 01 | MA06-271 | Cell 71 | Hydraulics | 1 | CRPP-1-MA06-L1-HYD-39 | 014358 | Thermostatic Mixing Valves | Enware water supply management system | Hydraulic Services | Thermostatic Mixing Valves | Enware |  |  | 1
#AST996 |  | CRPP | Mainstream Accommodation 06 | L1 | Level 01 | MA06-272 | Cell 72 | Hydraulics | 1 | CRPP-1-MA06-L1-HYD-40 | 014359 | Thermostatic Mixing Valves | Enware water supply management system | Hydraulic Services | Thermostatic Mixing Valves | Enware |  |  | 1
#AST1083 |  | CRPP | Mainstream Accommodation 07 | L1 | Level 01 | MA07-104 | Mechanical Plant 1 | Hydraulics | 1 | CRPP-1-MA07-L1-HYD-42 | 014434 | Backflow Prevention Device | 20mm RPZD - DCW only | Hydraulic Services | Backflow Prevention Device | ZURN | Model 375 | B383082 | 1
#AST1081 |  | CRPP | Mainstream Accommodation 07 | GR | Ground | MA07-009 | Cleaners 1 | Hydraulics | 1 | CRPP-1-MA07-G-HYD-38 | 014389 | Backflow Prevention Device | 20mm RPZD in s/s enclosure w/glass viewing screen - DCW only | Hydraulic Services | Backflow Prevention Device | ZURN | Model 375 | B415861 | 1
#AST1082 |  | CRPP | Mainstream Accommodation 07 | GR | Ground | MA07-020 | Cleaners 2 | Hydraulics | 1 | CRPP-1-MA07-G-HYD-39 | 014392 | Backflow Prevention Device | 20mm RPZD in s/s enclosure w/glass viewing screen - DCW only | Hydraulic Services | Backflow Prevention Device | ZURN | Model 375 | B415801 | 1
#AST1006 |  | CRPP | Mainstream Accommodation 07 | L1 | Level 01 | MA07-103 | Hydraulic Plant | Hydraulics | 1 | CRPP-1-MA07-L1-HYD-03 | 014318 | Domestic Hot Water Service | Domestic hot water plant | Hydraulic Services | Hot Water Units Gas | Rheem | TP04 |  | 1
#AST1007 |  | CRPP | Mainstream Accommodation 07 | L1 | Level 01 | MA07-103 | Hydraulic Plant | Hydraulics | 1 | CRPP-1-MA07-L1-HYD-04 | 014276 | Backflow Prevention Device | Double check valve - Fire (50mm) | Hydraulic Services | Backflow Prevention Device | ZURN | Model 350 | B374879 | 1
#AST1004 | #AST4028 | CRPP | Mainstream Accommodation 07 | GR | Ground | MA07-011 | Store 2 | Hydraulics | 1 | CRPP-1-MA07-G-HYD-01 | 014320 | Thermostatic Mixing Valves | Enware Aquablend TMV - 20mm | Hydraulic Services | Thermostatic Mixing Valves | Enware | Aquablend 1500 |  | 1
#AST1008 |  | CRPP | Mainstream Accommodation 07 | GR | Ground | MA07-201 | Cell 1 | Hydraulics | 1 | CRPP-1-MA07-G-HYD-02 | 014339 | Thermostatic Mixing Valves | Enware water supply management system | Hydraulic Services | Thermostatic Mixing Valves | Enware |  |  | 1
#AST1009 |  | CRPP | Mainstream Accommodation 07 | GR | Ground | MA07-202 | Cell 2 | Hydraulics | 1 | CRPP-1-MA07-G-HYD-03 | 014295 | Thermostatic Mixing Valves | Enware water supply management system | Hydraulic Services | Thermostatic Mixing Valves | Enware |  |  | 1
#AST1010 |  | CRPP | Mainstream Accommodation 07 | GR | Ground | MA07-203 | Cell 3 | Hydraulics | 1 | CRPP-1-MA07-G-HYD-04 | 014314 | Thermostatic Mixing Valves | Enware water supply management system | Hydraulic Services | Thermostatic Mixing Valves | Enware |  |  | 1
#AST1011 |  | CRPP | Mainstream Accommodation 07 | GR | Ground | MA07-204 | Cell 4 | Hydraulics | 1 | CRPP-1-MA07-G-HYD-05 | 014361 | Thermostatic Mixing Valves | Enware water supply management system | Hydraulic Services | Thermostatic Mixing Valves | Enware |  |  | 1
#AST1012 |  | CRPP | Mainstream Accommodation 07 | GR | Ground | MA07-205 | Cell 5 | Hydraulics | 1 | CRPP-1-MA07-G-HYD-06 | 014341 | Thermostatic Mixing Valves | Enware water supply management system | Hydraulic Services | Thermostatic Mixing Valves | Enware |  |  | 1
#AST1013 |  | CRPP | Mainstream Accommodation 07 | GR | Ground | MA07-206 | Cell 6 | Hydraulics | 1 | CRPP-1-MA07-G-HYD-07 | 014340 | Thermostatic Mixing Valves | Enware water supply management system | Hydraulic Services | Thermostatic Mixing Valves | Enware |  |  | 1
#AST1014 |  | CRPP | Mainstream Accommodation 07 | GR | Ground | MA07-207 | Cell 7 | Hydraulics | 1 | CRPP-1-MA07-G-HYD-08 | 014376 | Thermostatic Mixing Valves | Enware water supply management system | Hydraulic Services | Thermostatic Mixing Valves | Enware |  |  | 1
#AST1015 |  | CRPP | Mainstream Accommodation 07 | GR | Ground | MA07-208 | Cell 8 | Hydraulics | 1 | CRPP-1-MA07-G-HYD-09 | 014377 | Thermostatic Mixing Valves | Enware water supply management system | Hydraulic Services | Thermostatic Mixing Valves | Enware |  |  | 1
#AST1016 |  | CRPP | Mainstream Accommodation 07 | GR | Ground | MA07-209 | Cell 9 | Hydraulics | 1 | CRPP-1-MA07-G-HYD-10 | 014378 | Thermostatic Mixing Valves | Enware water supply management system | Hydraulic Services | Thermostatic Mixing Valves | Enware |  |  | 1
#AST1017 |  | CRPP | Mainstream Accommodation 07 | GR | Ground | MA07-210 | Cell 10 | Hydraulics | 1 | CRPP-1-MA07-G-HYD-11 | 014379 | Thermostatic Mixing Valves | Enware water supply management system | Hydraulic Services | Thermostatic Mixing Valves | Enware |  |  | 1
#AST1018 |  | CRPP | Mainstream Accommodation 07 | GR | Ground | MA07-211 | Cell 11 | Hydraulics | 1 | CRPP-1-MA07-G-HYD-12 | 014380 | Thermostatic Mixing Valves | Enware water supply management system | Hydraulic Services | Thermostatic Mixing Valves | Enware |  |  | 1
#AST1019 |  | CRPP | Mainstream Accommodation 07 | GR | Ground | MA07-212 | Cell 12 | Hydraulics | 1 | CRPP-1-MA07-G-HYD-13 | 014381 | Thermostatic Mixing Valves | Enware water supply management system | Hydraulic Services | Thermostatic Mixing Valves | Enware |  |  | 1
#AST1020 |  | CRPP | Mainstream Accommodation 07 | GR | Ground | MA07-213 | Cell 13 | Hydraulics | 1 | CRPP-1-MA07-G-HYD-14 | 014382 | Thermostatic Mixing Valves | Enware water supply management system | Hydraulic Services | Thermostatic Mixing Valves | Enware |  |  | 1
#AST1021 |  | CRPP | Mainstream Accommodation 07 | GR | Ground | MA07-214 | Cell 14 | Hydraulics | 1 | CRPP-1-MA07-G-HYD-15 | 014383 | Thermostatic Mixing Valves | Enware water supply management system | Hydraulic Services | Thermostatic Mixing Valves | Enware |  |  | 1
#AST1022 |  | CRPP | Mainstream Accommodation 07 | GR | Ground | MA07-215 | Cell 15 | Hydraulics | 1 | CRPP-1-MA07-G-HYD-16 | 014384 | Thermostatic Mixing Valves | Enware water supply management system | Hydraulic Services | Thermostatic Mixing Valves | Enware |  |  | 1
#AST1023 |  | CRPP | Mainstream Accommodation 07 | GR | Ground | MA07-216 | Cell 16 | Hydraulics | 1 | CRPP-1-MA07-G-HYD-17 | 014385 | Thermostatic Mixing Valves | Enware water supply management system | Hydraulic Services | Thermostatic Mixing Valves | Enware |  |  | 1
#AST1024 |  | CRPP | Mainstream Accommodation 07 | GR | Ground | MA07-217 | Double Cell 17 | Hydraulics | 1 | CRPP-1-MA07-G-HYD-18 | 014386 | Thermostatic Mixing Valves | Enware water supply management system | Hydraulic Services | Thermostatic Mixing Valves | Enware |  |  | 1
#AST1025 |  | CRPP | Mainstream Accommodation 07 | GR | Ground | MA07-218 | Cell 18 (Acc) | Hydraulics | 1 | CRPP-1-MA07-G-HYD-19 | 014387 | Thermostatic Mixing Valves | Enware water supply management system | Hydraulic Services | Thermostatic Mixing Valves | Enware |  |  | 1
#AST1044 |  | CRPP | Mainstream Accommodation 07 | GR | Ground | MA07-237 | Cell 37 (Acc) | Hydraulics | 1 | CRPP-1-MA07-G-HYD-20 | 014394 | Thermostatic Mixing Valves | Enware water supply management system | Hydraulic Services | Thermostatic Mixing Valves | Enware |  |  | 1
#AST1045 |  | CRPP | Mainstream Accommodation 07 | GR | Ground | MA07-238 | Double Cell 38 | Hydraulics | 1 | CRPP-1-MA07-G-HYD-21 | 014395 | Thermostatic Mixing Valves | Enware water supply management system | Hydraulic Services | Thermostatic Mixing Valves | Enware |  |  | 1
#AST1046 |  | CRPP | Mainstream Accommodation 07 | GR | Ground | MA07-239 | Cell 39 | Hydraulics | 1 | CRPP-1-MA07-G-HYD-22 | 014396 | Thermostatic Mixing Valves | Enware water supply management system | Hydraulic Services | Thermostatic Mixing Valves | Enware |  |  | 1
#AST1047 |  | CRPP | Mainstream Accommodation 07 | GR | Ground | MA07-240 | Cell 40 | Hydraulics | 1 | CRPP-1-MA07-G-HYD-23 | 014397 | Thermostatic Mixing Valves | Enware water supply management system | Hydraulic Services | Thermostatic Mixing Valves | Enware |  |  | 1
#AST1048 |  | CRPP | Mainstream Accommodation 07 | GR | Ground | MA07-241 | Cell 41 | Hydraulics | 1 | CRPP-1-MA07-G-HYD-24 | 014398 | Thermostatic Mixing Valves | Enware water supply management system | Hydraulic Services | Thermostatic Mixing Valves | Enware |  |  | 1
#AST1049 |  | CRPP | Mainstream Accommodation 07 | GR | Ground | MA07-242 | Cell 42 | Hydraulics | 1 | CRPP-1-MA07-G-HYD-25 | 014399 | Thermostatic Mixing Valves | Enware water supply management system | Hydraulic Services | Thermostatic Mixing Valves | Enware |  |  | 1
#AST1050 |  | CRPP | Mainstream Accommodation 07 | GR | Ground | MA07-243 | Cell 43 | Hydraulics | 1 | CRPP-1-MA07-G-HYD-26 | 014400 | Thermostatic Mixing Valves | Enware water supply management system | Hydraulic Services | Thermostatic Mixing Valves | Enware |  |  | 1
#AST1051 |  | CRPP | Mainstream Accommodation 07 | GR | Ground | MA07-244 | Cell 44 | Hydraulics | 1 | CRPP-1-MA07-G-HYD-27 | 014401 | Thermostatic Mixing Valves | Enware water supply management system | Hydraulic Services | Thermostatic Mixing Valves | Enware |  |  | 1
#AST1052 |  | CRPP | Mainstream Accommodation 07 | GR | Ground | MA07-245 | Cell 45 | Hydraulics | 1 | CRPP-1-MA07-G-HYD-28 | 014402 | Thermostatic Mixing Valves | Enware water supply management system | Hydraulic Services | Thermostatic Mixing Valves | Enware |  |  | 1
#AST1053 |  | CRPP | Mainstream Accommodation 07 | GR | Ground | MA07-246 | Cell 46 | Hydraulics | 1 | CRPP-1-MA07-G-HYD-29 | 014403 | Thermostatic Mixing Valves | Enware water supply management system | Hydraulic Services | Thermostatic Mixing Valves | Enware |  |  | 1
#AST1054 |  | CRPP | Mainstream Accommodation 07 | GR | Ground | MA07-247 | Cell 47 | Hydraulics | 1 | CRPP-1-MA07-G-HYD-30 | 014404 | Thermostatic Mixing Valves | Enware water supply management system | Hydraulic Services | Thermostatic Mixing Valves | Enware |  |  | 1
#AST1055 |  | CRPP | Mainstream Accommodation 07 | GR | Ground | MA07-248 | Cell 48 | Hydraulics | 1 | CRPP-1-MA07-G-HYD-31 | 014405 | Thermostatic Mixing Valves | Enware water supply management system | Hydraulic Services | Thermostatic Mixing Valves | Enware |  |  | 1
#AST1056 |  | CRPP | Mainstream Accommodation 07 | GR | Ground | MA07-249 | Cell 49 | Hydraulics | 1 | CRPP-1-MA07-G-HYD-32 | 014406 | Thermostatic Mixing Valves | Enware water supply management system | Hydraulic Services | Thermostatic Mixing Valves | Enware |  |  | 1
#AST1057 |  | CRPP | Mainstream Accommodation 07 | GR | Ground | MA07-250 | Cell 50 | Hydraulics | 1 | CRPP-1-MA07-G-HYD-33 | 014407 | Thermostatic Mixing Valves | Enware water supply management system | Hydraulic Services | Thermostatic Mixing Valves | Enware |  |  | 1
#AST1058 |  | CRPP | Mainstream Accommodation 07 | GR | Ground | MA07-251 | Cell 51 | Hydraulics | 1 | CRPP-1-MA07-G-HYD-34 | 014408 | Thermostatic Mixing Valves | Enware water supply management system | Hydraulic Services | Thermostatic Mixing Valves | Enware |  |  | 1
#AST1059 |  | CRPP | Mainstream Accommodation 07 | GR | Ground | MA07-252 | Cell 52 | Hydraulics | 1 | CRPP-1-MA07-G-HYD-35 | 014409 | Thermostatic Mixing Valves | Enware water supply management system | Hydraulic Services | Thermostatic Mixing Valves | Enware |  |  | 1
#AST1060 |  | CRPP | Mainstream Accommodation 07 | GR | Ground | MA07-253 | Cell 53 | Hydraulics | 1 | CRPP-1-MA07-G-HYD-36 | 014410 | Thermostatic Mixing Valves | Enware water supply management system | Hydraulic Services | Thermostatic Mixing Valves | Enware |  |  | 1
#AST1061 |  | CRPP | Mainstream Accommodation 07 | GR | Ground | MA07-254 | Cell 54 | Hydraulics | 1 | CRPP-1-MA07-G-HYD-37 | 014411 | Thermostatic Mixing Valves | Enware water supply management system | Hydraulic Services | Thermostatic Mixing Valves | Enware |  |  | 1
#AST1026 |  | CRPP | Mainstream Accommodation 07 | L1 | Level 01 | MA07-219 | Cell 19 | Hydraulics | 1 | CRPP-1-MA07-L1-HYD-05 | 014442 | Thermostatic Mixing Valves | Enware water supply management system | Hydraulic Services | Thermostatic Mixing Valves | Enware |  |  | 1
#AST1027 |  | CRPP | Mainstream Accommodation 07 | L1 | Level 01 | MA07-220 | Cell 20 | Hydraulics | 1 | CRPP-1-MA07-L1-HYD-06 | 014443 | Thermostatic Mixing Valves | Enware water supply management system | Hydraulic Services | Thermostatic Mixing Valves | Enware |  |  | 1
#AST1028 |  | CRPP | Mainstream Accommodation 07 | L1 | Level 01 | MA07-221 | Cell 21 | Hydraulics | 1 | CRPP-1-MA07-L1-HYD-07 | 014444 | Thermostatic Mixing Valves | Enware water supply management system | Hydraulic Services | Thermostatic Mixing Valves | Enware |  |  | 1
#AST1029 |  | CRPP | Mainstream Accommodation 07 | L1 | Level 01 | MA07-222 | Cell 22 | Hydraulics | 1 | CRPP-1-MA07-L1-HYD-08 | 014445 | Thermostatic Mixing Valves | Enware water supply management system | Hydraulic Services | Thermostatic Mixing Valves | Enware |  |  | 1
#AST1030 |  | CRPP | Mainstream Accommodation 07 | L1 | Level 01 | MA07-223 | Cell 23 | Hydraulics | 1 | CRPP-1-MA07-L1-HYD-09 | 014446 | Thermostatic Mixing Valves | Enware water supply management system | Hydraulic Services | Thermostatic Mixing Valves | Enware |  |  | 1
#AST1031 |  | CRPP | Mainstream Accommodation 07 | L1 | Level 01 | MA07-224 | Cell 24 | Hydraulics | 1 | CRPP-1-MA07-L1-HYD-10 | 014447 | Thermostatic Mixing Valves | Enware water supply management system | Hydraulic Services | Thermostatic Mixing Valves | Enware |  |  | 1
#AST1032 |  | CRPP | Mainstream Accommodation 07 | L1 | Level 01 | MA07-225 | Cell 25 | Hydraulics | 1 | CRPP-1-MA07-L1-HYD-11 | 014448 | Thermostatic Mixing Valves | Enware water supply management system | Hydraulic Services | Thermostatic Mixing Valves | Enware |  |  | 1
#AST1033 |  | CRPP | Mainstream Accommodation 07 | L1 | Level 01 | MA07-226 | Cell 26 | Hydraulics | 1 | CRPP-1-MA07-L1-HYD-12 | 014449 | Thermostatic Mixing Valves | Enware water supply management system | Hydraulic Services | Thermostatic Mixing Valves | Enware |  |  | 1
#AST1034 |  | CRPP | Mainstream Accommodation 07 | L1 | Level 01 | MA07-227 | Cell 27 | Hydraulics | 1 | CRPP-1-MA07-L1-HYD-13 | 014450 | Thermostatic Mixing Valves | Enware water supply management system | Hydraulic Services | Thermostatic Mixing Valves | Enware |  |  | 1
#AST1035 |  | CRPP | Mainstream Accommodation 07 | L1 | Level 01 | MA07-228 | Cell 28 | Hydraulics | 1 | CRPP-1-MA07-L1-HYD-14 | 014451 | Thermostatic Mixing Valves | Enware water supply management system | Hydraulic Services | Thermostatic Mixing Valves | Enware |  |  | 1
#AST1036 |  | CRPP | Mainstream Accommodation 07 | L1 | Level 01 | MA07-229 | Cell 29 | Hydraulics | 1 | CRPP-1-MA07-L1-HYD-15 | 014452 | Thermostatic Mixing Valves | Enware water supply management system | Hydraulic Services | Thermostatic Mixing Valves | Enware |  |  | 1
#AST1037 |  | CRPP | Mainstream Accommodation 07 | L1 | Level 01 | MA07-230 | Cell 30 | Hydraulics | 1 | CRPP-1-MA07-L1-HYD-16 | 014453 | Thermostatic Mixing Valves | Enware water supply management system | Hydraulic Services | Thermostatic Mixing Valves | Enware |  |  | 1
#AST1038 |  | CRPP | Mainstream Accommodation 07 | L1 | Level 01 | MA07-231 | Cell 31 | Hydraulics | 1 | CRPP-1-MA07-L1-HYD-17 | 014454 | Thermostatic Mixing Valves | Enware water supply management system | Hydraulic Services | Thermostatic Mixing Valves | Enware |  |  | 1
#AST1039 |  | CRPP | Mainstream Accommodation 07 | L1 | Level 01 | MA07-232 | Cell 32 | Hydraulics | 1 | CRPP-1-MA07-L1-HYD-18 | 014455 | Thermostatic Mixing Valves | Enware water supply management system | Hydraulic Services | Thermostatic Mixing Valves | Enware |  |  | 1
#AST1040 |  | CRPP | Mainstream Accommodation 07 | L1 | Level 01 | MA07-233 | Cell 33 | Hydraulics | 1 | CRPP-1-MA07-L1-HYD-19 | 014456 | Thermostatic Mixing Valves | Enware water supply management system | Hydraulic Services | Thermostatic Mixing Valves | Enware |  |  | 1
#AST1041 |  | CRPP | Mainstream Accommodation 07 | L1 | Level 01 | MA07-234 | Cell 34 | Hydraulics | 1 | CRPP-1-MA07-L1-HYD-20 | 014457 | Thermostatic Mixing Valves | Enware water supply management system | Hydraulic Services | Thermostatic Mixing Valves | Enware |  |  | 1
#AST1042 |  | CRPP | Mainstream Accommodation 07 | L1 | Level 01 | MA07-235 | Double Cell 35 | Hydraulics | 1 | CRPP-1-MA07-L1-HYD-21 | 014458 | Thermostatic Mixing Valves | Enware water supply management system | Hydraulic Services | Thermostatic Mixing Valves | Enware |  |  | 1
#AST1043 |  | CRPP | Mainstream Accommodation 07 | L1 | Level 01 | MA07-236 | Double Cell 36 | Hydraulics | 1 | CRPP-1-MA07-L1-HYD-22 | 014459 | Thermostatic Mixing Valves | Enware water supply management system | Hydraulic Services | Thermostatic Mixing Valves | Enware |  |  | 1
#AST1062 |  | CRPP | Mainstream Accommodation 07 | L1 | Level 01 | MA07-255 | Double Cell 55 | Hydraulics | 1 | CRPP-1-MA07-L1-HYD-23 | 014414 | Thermostatic Mixing Valves | Enware water supply management system | Hydraulic Services | Thermostatic Mixing Valves | Enware |  |  | 1
#AST1063 |  | CRPP | Mainstream Accommodation 07 | L1 | Level 01 | MA07-256 | Double Cell 56 | Hydraulics | 1 | CRPP-1-MA07-L1-HYD-24 | 014415 | Thermostatic Mixing Valves | Enware water supply management system | Hydraulic Services | Thermostatic Mixing Valves | Enware |  |  | 1
#AST1064 |  | CRPP | Mainstream Accommodation 07 | L1 | Level 01 | MA07-257 | Cell 57 | Hydraulics | 1 | CRPP-1-MA07-L1-HYD-25 | 014416 | Thermostatic Mixing Valves | Enware water supply management system | Hydraulic Services | Thermostatic Mixing Valves | Enware |  |  | 1
#AST1065 |  | CRPP | Mainstream Accommodation 07 | L1 | Level 01 | MA07-258 | Cell 58 | Hydraulics | 1 | CRPP-1-MA07-L1-HYD-26 | 014417 | Thermostatic Mixing Valves | Enware water supply management system | Hydraulic Services | Thermostatic Mixing Valves | Enware |  |  | 1
#AST1066 |  | CRPP | Mainstream Accommodation 07 | L1 | Level 01 | MA07-259 | Cell 59 | Hydraulics | 1 | CRPP-1-MA07-L1-HYD-27 | 014418 | Thermostatic Mixing Valves | Enware water supply management system | Hydraulic Services | Thermostatic Mixing Valves | Enware |  |  | 1
#AST1067 |  | CRPP | Mainstream Accommodation 07 | L1 | Level 01 | MA07-260 | Cell 60 | Hydraulics | 1 | CRPP-1-MA07-L1-HYD-28 | 014419 | Thermostatic Mixing Valves | Enware water supply management system | Hydraulic Services | Thermostatic Mixing Valves | Enware |  |  | 1
#AST1068 |  | CRPP | Mainstream Accommodation 07 | L1 | Level 01 | MA07-261 | Cell 61 | Hydraulics | 1 | CRPP-1-MA07-L1-HYD-29 | 014420 | Thermostatic Mixing Valves | Enware water supply management system | Hydraulic Services | Thermostatic Mixing Valves | Enware |  |  | 1
#AST1069 |  | CRPP | Mainstream Accommodation 07 | L1 | Level 01 | MA07-262 | Cell 62 | Hydraulics | 1 | CRPP-1-MA07-L1-HYD-30 | 014421 | Thermostatic Mixing Valves | Enware water supply management system | Hydraulic Services | Thermostatic Mixing Valves | Enware |  |  | 1
#AST1070 |  | CRPP | Mainstream Accommodation 07 | L1 | Level 01 | MA07-263 | Cell 63 | Hydraulics | 1 | CRPP-1-MA07-L1-HYD-31 | 014422 | Thermostatic Mixing Valves | Enware water supply management system | Hydraulic Services | Thermostatic Mixing Valves | Enware |  |  | 1
#AST1071 |  | CRPP | Mainstream Accommodation 07 | L1 | Level 01 | MA07-264 | Cell 64 | Hydraulics | 1 | CRPP-1-MA07-L1-HYD-32 | 014423 | Thermostatic Mixing Valves | Enware water supply management system | Hydraulic Services | Thermostatic Mixing Valves | Enware |  |  | 1
#AST1072 |  | CRPP | Mainstream Accommodation 07 | L1 | Level 01 | MA07-265 | Cell 65 | Hydraulics | 1 | CRPP-1-MA07-L1-HYD-33 | 014424 | Thermostatic Mixing Valves | Enware water supply management system | Hydraulic Services | Thermostatic Mixing Valves | Enware |  |  | 1
#AST1073 |  | CRPP | Mainstream Accommodation 07 | L1 | Level 01 | MA07-266 | Cell 66 | Hydraulics | 1 | CRPP-1-MA07-L1-HYD-34 | 014425 | Thermostatic Mixing Valves | Enware water supply management system | Hydraulic Services | Thermostatic Mixing Valves | Enware |  |  | 1
#AST1074 |  | CRPP | Mainstream Accommodation 07 | L1 | Level 01 | MA07-267 | Cell 67 | Hydraulics | 1 | CRPP-1-MA07-L1-HYD-35 | 014426 | Thermostatic Mixing Valves | Enware water supply management system | Hydraulic Services | Thermostatic Mixing Valves | Enware |  |  | 1
#AST1075 |  | CRPP | Mainstream Accommodation 07 | L1 | Level 01 | MA07-268 | Cell 68 | Hydraulics | 1 | CRPP-1-MA07-L1-HYD-36 | 014427 | Thermostatic Mixing Valves | Enware water supply management system | Hydraulic Services | Thermostatic Mixing Valves | Enware |  |  | 1
#AST1076 |  | CRPP | Mainstream Accommodation 07 | L1 | Level 01 | MA07-269 | Cell 69 | Hydraulics | 1 | CRPP-1-MA07-L1-HYD-37 | 014428 | Thermostatic Mixing Valves | Enware water supply management system | Hydraulic Services | Thermostatic Mixing Valves | Enware |  |  | 1
#AST1077 |  | CRPP | Mainstream Accommodation 07 | L1 | Level 01 | MA07-270 | Cell 70 | Hydraulics | 1 | CRPP-1-MA07-L1-HYD-38 | 014429 | Thermostatic Mixing Valves | Enware water supply management system | Hydraulic Services | Thermostatic Mixing Valves | Enware |  |  | 1
#AST1078 |  | CRPP | Mainstream Accommodation 07 | L1 | Level 01 | MA07-271 | Cell 71 | Hydraulics | 1 | CRPP-1-MA07-L1-HYD-39 | 014430 | Thermostatic Mixing Valves | Enware water supply management system | Hydraulic Services | Thermostatic Mixing Valves | Enware |  |  | 1
#AST1079 |  | CRPP | Mainstream Accommodation 07 | L1 | Level 01 | MA07-272 | Cell 72 | Hydraulics | 1 | CRPP-1-MA07-L1-HYD-40 | 014431 | Thermostatic Mixing Valves | Enware water supply management system | Hydraulic Services | Thermostatic Mixing Valves | Enware |  |  | 1
#AST1166 |  | CRPP | Mainstream Accommodation 08 | L1 | Level 01 | MA08-104 | Mechanical Plant 1 | Hydraulics | 1 | CRPP-1-MA08-L1-HYD-42 | 014551 | Backflow Prevention Device | 20mm RPZD - DCW only | Hydraulic Services | Backflow Prevention Device | ZURN | Model 375 | B415691 | 1
#AST1164 |  | CRPP | Mainstream Accommodation 08 | GR | Ground | MA08-009 | Cleaners 1 | Hydraulics | 1 | CRPP-1-MA08-G-HYD-38 | 014542 | Backflow Prevention Device | 20mm RPZD in s/s enclosure w/glass viewing screen - DCW only | Hydraulic Services | Backflow Prevention Device | ZURN | Model 375 | B413693 | 1
#AST1165 |  | CRPP | Mainstream Accommodation 08 | GR | Ground | MA08-020 | Cleaners 2 | Hydraulics | 1 | CRPP-1-MA08-G-HYD-39 | 014464 | Backflow Prevention Device | 20mm RPZD in s/s enclosure w/glass viewing screen - DCW only | Hydraulic Services | Backflow Prevention Device | ZURN | Model 375 | B370150 | 1
#AST1089 |  | CRPP | Mainstream Accommodation 08 | L1 | Level 01 | MA08-103 | Hydraulic Plant | Hydraulics | 1 | CRPP-1-MA08-L1-HYD-03 | 014547 | Domestic Hot Water Service | Domestic hot water plant | Hydraulic Services | Hot Water Units Gas | Rheem | TP04 |  | 1
#AST1090 |  | CRPP | Mainstream Accommodation 08 | L1 | Level 01 | MA08-103 | Hydraulic Plant | Hydraulics | 1 | CRPP-1-MA08-L1-HYD-04 | 014548 | Backflow Prevention Device | Double check valve - Fire (50mm) | Hydraulic Services | Backflow Prevention Device | ZURN | Model 350 | B347653 | 1
#AST1087 | #AST4028 | CRPP | Mainstream Accommodation 08 | GR | Ground | MA08-011 | Store 2 | Hydraulics | 1 | CRPP-1-MA08-G-HYD-01 | 014270 | Thermostatic Mixing Valves | Enware Aquablend TMV - 20mm | Hydraulic Services | Thermostatic Mixing Valves | Enware | Aquablend 1500 |  | 1
#AST1091 |  | CRPP | Mainstream Accommodation 08 | GR | Ground | MA08-201 | Cell 1 | Hydraulics | 1 | CRPP-1-MA08-G-HYD-02 | 014505 | Thermostatic Mixing Valves | Enware water supply management system | Hydraulic Services | Thermostatic Mixing Valves | Enware |  |  | 1
#AST1092 |  | CRPP | Mainstream Accommodation 08 | GR | Ground | MA08-202 | Cell 2 | Hydraulics | 1 | CRPP-1-MA08-G-HYD-03 | 014506 | Thermostatic Mixing Valves | Enware water supply management system | Hydraulic Services | Thermostatic Mixing Valves | Enware |  |  | 1
#AST1093 |  | CRPP | Mainstream Accommodation 08 | GR | Ground | MA08-203 | Cell 3 | Hydraulics | 1 | CRPP-1-MA08-G-HYD-04 | 014507 | Thermostatic Mixing Valves | Enware water supply management system | Hydraulic Services | Thermostatic Mixing Valves | Enware |  |  | 1
#AST1094 |  | CRPP | Mainstream Accommodation 08 | GR | Ground | MA08-204 | Cell 4 | Hydraulics | 1 | CRPP-1-MA08-G-HYD-05 | 014508 | Thermostatic Mixing Valves | Enware water supply management system | Hydraulic Services | Thermostatic Mixing Valves | Enware |  |  | 1
#AST1095 |  | CRPP | Mainstream Accommodation 08 | GR | Ground | MA08-205 | Cell 5 | Hydraulics | 1 | CRPP-1-MA08-G-HYD-06 | 014509 | Thermostatic Mixing Valves | Enware water supply management system | Hydraulic Services | Thermostatic Mixing Valves | Enware |  |  | 1
#AST1096 |  | CRPP | Mainstream Accommodation 08 | GR | Ground | MA08-206 | Cell 6 | Hydraulics | 1 | CRPP-1-MA08-G-HYD-07 | 014510 | Thermostatic Mixing Valves | Enware water supply management system | Hydraulic Services | Thermostatic Mixing Valves | Enware |  |  | 1
#AST1097 |  | CRPP | Mainstream Accommodation 08 | GR | Ground | MA08-207 | Cell 7 | Hydraulics | 1 | CRPP-1-MA08-G-HYD-08 | 014511 | Thermostatic Mixing Valves | Enware water supply management system | Hydraulic Services | Thermostatic Mixing Valves | Enware |  |  | 1
#AST1098 |  | CRPP | Mainstream Accommodation 08 | GR | Ground | MA08-208 | Cell 8 | Hydraulics | 1 | CRPP-1-MA08-G-HYD-09 | 014512 | Thermostatic Mixing Valves | Enware water supply management system | Hydraulic Services | Thermostatic Mixing Valves | Enware |  |  | 1
#AST1099 |  | CRPP | Mainstream Accommodation 08 | GR | Ground | MA08-209 | Cell 9 | Hydraulics | 1 | CRPP-1-MA08-G-HYD-10 | 014513 | Thermostatic Mixing Valves | Enware water supply management system | Hydraulic Services | Thermostatic Mixing Valves | Enware |  |  | 1
#AST1100 |  | CRPP | Mainstream Accommodation 08 | GR | Ground | MA08-210 | Cell 10 | Hydraulics | 1 | CRPP-1-MA08-G-HYD-11 | 014514 | Thermostatic Mixing Valves | Enware water supply management system | Hydraulic Services | Thermostatic Mixing Valves | Enware |  |  | 1
#AST1101 |  | CRPP | Mainstream Accommodation 08 | GR | Ground | MA08-211 | Cell 11 | Hydraulics | 1 | CRPP-1-MA08-G-HYD-12 | 014515 | Thermostatic Mixing Valves | Enware water supply management system | Hydraulic Services | Thermostatic Mixing Valves | Enware |  |  | 1
#AST1102 |  | CRPP | Mainstream Accommodation 08 | GR | Ground | MA08-212 | Cell 12 | Hydraulics | 1 | CRPP-1-MA08-G-HYD-13 | 014516 | Thermostatic Mixing Valves | Enware water supply management system | Hydraulic Services | Thermostatic Mixing Valves | Enware |  |  | 1
#AST1103 |  | CRPP | Mainstream Accommodation 08 | GR | Ground | MA08-213 | Cell 13 | Hydraulics | 1 | CRPP-1-MA08-G-HYD-14 | 014517 | Thermostatic Mixing Valves | Enware water supply management system | Hydraulic Services | Thermostatic Mixing Valves | Enware |  |  | 1
#AST1104 |  | CRPP | Mainstream Accommodation 08 | GR | Ground | MA08-214 | Cell 14 | Hydraulics | 1 | CRPP-1-MA08-G-HYD-15 | 014518 | Thermostatic Mixing Valves | Enware water supply management system | Hydraulic Services | Thermostatic Mixing Valves | Enware |  |  | 1
#AST1105 |  | CRPP | Mainstream Accommodation 08 | GR | Ground | MA08-215 | Cell 15 | Hydraulics | 1 | CRPP-1-MA08-G-HYD-16 | 014519 | Thermostatic Mixing Valves | Enware water supply management system | Hydraulic Services | Thermostatic Mixing Valves | Enware |  |  | 1
#AST1106 |  | CRPP | Mainstream Accommodation 08 | GR | Ground | MA08-216 | Cell 16 | Hydraulics | 1 | CRPP-1-MA08-G-HYD-17 | 014520 | Thermostatic Mixing Valves | Enware water supply management system | Hydraulic Services | Thermostatic Mixing Valves | Enware |  |  | 1
#AST1107 |  | CRPP | Mainstream Accommodation 08 | GR | Ground | MA08-217 | Double Cell 17 | Hydraulics | 1 | CRPP-1-MA08-G-HYD-18 | 014521 | Thermostatic Mixing Valves | Enware water supply management system | Hydraulic Services | Thermostatic Mixing Valves | Enware |  |  | 1
#AST1108 |  | CRPP | Mainstream Accommodation 08 | GR | Ground | MA08-218 | Cell 18 (Acc) | Hydraulics | 1 | CRPP-1-MA08-G-HYD-19 | 014522 | Thermostatic Mixing Valves | Enware water supply management system | Hydraulic Services | Thermostatic Mixing Valves | Enware |  |  | 1
#AST1127 |  | CRPP | Mainstream Accommodation 08 | GR | Ground | MA08-237 | Cell 37 (Acc) | Hydraulics | 1 | CRPP-1-MA08-G-HYD-20 | 014467 | Thermostatic Mixing Valves | Enware water supply management system | Hydraulic Services | Thermostatic Mixing Valves | Enware |  |  | 1
#AST1128 |  | CRPP | Mainstream Accommodation 08 | GR | Ground | MA08-238 | Double Cell 38 | Hydraulics | 1 | CRPP-1-MA08-G-HYD-21 | 014468 | Thermostatic Mixing Valves | Enware water supply management system | Hydraulic Services | Thermostatic Mixing Valves | Enware |  |  | 1
#AST1129 |  | CRPP | Mainstream Accommodation 08 | GR | Ground | MA08-239 | Cell 39 | Hydraulics | 1 | CRPP-1-MA08-G-HYD-22 | 014469 | Thermostatic Mixing Valves | Enware water supply management system | Hydraulic Services | Thermostatic Mixing Valves | Enware |  |  | 1
#AST1130 |  | CRPP | Mainstream Accommodation 08 | GR | Ground | MA08-240 | Cell 40 | Hydraulics | 1 | CRPP-1-MA08-G-HYD-23 | 014470 | Thermostatic Mixing Valves | Enware water supply management system | Hydraulic Services | Thermostatic Mixing Valves | Enware |  |  | 1
#AST1131 |  | CRPP | Mainstream Accommodation 08 | GR | Ground | MA08-241 | Cell 41 | Hydraulics | 1 | CRPP-1-MA08-G-HYD-24 | 014471 | Thermostatic Mixing Valves | Enware water supply management system | Hydraulic Services | Thermostatic Mixing Valves | Enware |  |  | 1
#AST1132 |  | CRPP | Mainstream Accommodation 08 | GR | Ground | MA08-242 | Cell 42 | Hydraulics | 1 | CRPP-1-MA08-G-HYD-25 | 014472 | Thermostatic Mixing Valves | Enware water supply management system | Hydraulic Services | Thermostatic Mixing Valves | Enware |  |  | 1
#AST1133 |  | CRPP | Mainstream Accommodation 08 | GR | Ground | MA08-243 | Cell 43 | Hydraulics | 1 | CRPP-1-MA08-G-HYD-26 | 014473 | Thermostatic Mixing Valves | Enware water supply management system | Hydraulic Services | Thermostatic Mixing Valves | Enware |  |  | 1
#AST1134 |  | CRPP | Mainstream Accommodation 08 | GR | Ground | MA08-244 | Cell 44 | Hydraulics | 1 | CRPP-1-MA08-G-HYD-27 | 014474 | Thermostatic Mixing Valves | Enware water supply management system | Hydraulic Services | Thermostatic Mixing Valves | Enware |  |  | 1
#AST1135 |  | CRPP | Mainstream Accommodation 08 | GR | Ground | MA08-245 | Cell 45 | Hydraulics | 1 | CRPP-1-MA08-G-HYD-28 | 014475 | Thermostatic Mixing Valves | Enware water supply management system | Hydraulic Services | Thermostatic Mixing Valves | Enware |  |  | 1
#AST1136 |  | CRPP | Mainstream Accommodation 08 | GR | Ground | MA08-246 | Cell 46 | Hydraulics | 1 | CRPP-1-MA08-G-HYD-29 | 014476 | Thermostatic Mixing Valves | Enware water supply management system | Hydraulic Services | Thermostatic Mixing Valves | Enware |  |  | 1
#AST1137 |  | CRPP | Mainstream Accommodation 08 | GR | Ground | MA08-247 | Cell 47 | Hydraulics | 1 | CRPP-1-MA08-G-HYD-30 | 014477 | Thermostatic Mixing Valves | Enware water supply management system | Hydraulic Services | Thermostatic Mixing Valves | Enware |  |  | 1
#AST1138 |  | CRPP | Mainstream Accommodation 08 | GR | Ground | MA08-248 | Cell 48 | Hydraulics | 1 | CRPP-1-MA08-G-HYD-31 | 014478 | Thermostatic Mixing Valves | Enware water supply management system | Hydraulic Services | Thermostatic Mixing Valves | Enware |  |  | 1
#AST1139 |  | CRPP | Mainstream Accommodation 08 | GR | Ground | MA08-249 | Cell 49 | Hydraulics | 1 | CRPP-1-MA08-G-HYD-32 | 014479 | Thermostatic Mixing Valves | Enware water supply management system | Hydraulic Services | Thermostatic Mixing Valves | Enware |  |  | 1
#AST1140 |  | CRPP | Mainstream Accommodation 08 | GR | Ground | MA08-250 | Cell 50 | Hydraulics | 1 | CRPP-1-MA08-G-HYD-33 | 014480 | Thermostatic Mixing Valves | Enware water supply management system | Hydraulic Services | Thermostatic Mixing Valves | Enware |  |  | 1
#AST1141 |  | CRPP | Mainstream Accommodation 08 | GR | Ground | MA08-251 | Cell 51 | Hydraulics | 1 | CRPP-1-MA08-G-HYD-34 | 014481 | Thermostatic Mixing Valves | Enware water supply management system | Hydraulic Services | Thermostatic Mixing Valves | Enware |  |  | 1
#AST1142 |  | CRPP | Mainstream Accommodation 08 | GR | Ground | MA08-252 | Cell 52 | Hydraulics | 1 | CRPP-1-MA08-G-HYD-35 | 014482 | Thermostatic Mixing Valves | Enware water supply management system | Hydraulic Services | Thermostatic Mixing Valves | Enware |  |  | 1
#AST1143 |  | CRPP | Mainstream Accommodation 08 | GR | Ground | MA08-253 | Cell 53 | Hydraulics | 1 | CRPP-1-MA08-G-HYD-36 | 014483 | Thermostatic Mixing Valves | Enware water supply management system | Hydraulic Services | Thermostatic Mixing Valves | Enware |  |  | 1
#AST1144 |  | CRPP | Mainstream Accommodation 08 | GR | Ground | MA08-254 | Cell 54 | Hydraulics | 1 | CRPP-1-MA08-G-HYD-37 | 014484 | Thermostatic Mixing Valves | Enware water supply management system | Hydraulic Services | Thermostatic Mixing Valves | Enware |  |  | 1
#AST1109 |  | CRPP | Mainstream Accommodation 08 | L1 | Level 01 | MA08-219 | Cell 19 | Hydraulics | 1 | CRPP-1-MA08-L1-HYD-05 | 014523 | Thermostatic Mixing Valves | Enware water supply management system | Hydraulic Services | Thermostatic Mixing Valves | Enware |  |  | 1
#AST1110 |  | CRPP | Mainstream Accommodation 08 | L1 | Level 01 | MA08-220 | Cell 20 | Hydraulics | 1 | CRPP-1-MA08-L1-HYD-06 | 014524 | Thermostatic Mixing Valves | Enware water supply management system | Hydraulic Services | Thermostatic Mixing Valves | Enware |  |  | 1
#AST1111 |  | CRPP | Mainstream Accommodation 08 | L1 | Level 01 | MA08-221 | Cell 21 | Hydraulics | 1 | CRPP-1-MA08-L1-HYD-07 | 014525 | Thermostatic Mixing Valves | Enware water supply management system | Hydraulic Services | Thermostatic Mixing Valves | Enware |  |  | 1
#AST1112 |  | CRPP | Mainstream Accommodation 08 | L1 | Level 01 | MA08-222 | Cell 22 | Hydraulics | 1 | CRPP-1-MA08-L1-HYD-08 | 014526 | Thermostatic Mixing Valves | Enware water supply management system | Hydraulic Services | Thermostatic Mixing Valves | Enware |  |  | 1
#AST1113 |  | CRPP | Mainstream Accommodation 08 | L1 | Level 01 | MA08-223 | Cell 23 | Hydraulics | 1 | CRPP-1-MA08-L1-HYD-09 | 014527 | Thermostatic Mixing Valves | Enware water supply management system | Hydraulic Services | Thermostatic Mixing Valves | Enware |  |  | 1
#AST1114 |  | CRPP | Mainstream Accommodation 08 | L1 | Level 01 | MA08-224 | Cell 24 | Hydraulics | 1 | CRPP-1-MA08-L1-HYD-10 | 014528 | Thermostatic Mixing Valves | Enware water supply management system | Hydraulic Services | Thermostatic Mixing Valves | Enware |  |  | 1
#AST1115 |  | CRPP | Mainstream Accommodation 08 | L1 | Level 01 | MA08-225 | Cell 25 | Hydraulics | 1 | CRPP-1-MA08-L1-HYD-11 | 014529 | Thermostatic Mixing Valves | Enware water supply management system | Hydraulic Services | Thermostatic Mixing Valves | Enware |  |  | 1
#AST1116 |  | CRPP | Mainstream Accommodation 08 | L1 | Level 01 | MA08-226 | Cell 26 | Hydraulics | 1 | CRPP-1-MA08-L1-HYD-12 | 014530 | Thermostatic Mixing Valves | Enware water supply management system | Hydraulic Services | Thermostatic Mixing Valves | Enware |  |  | 1
#AST1117 |  | CRPP | Mainstream Accommodation 08 | L1 | Level 01 | MA08-227 | Cell 27 | Hydraulics | 1 | CRPP-1-MA08-L1-HYD-13 | 014531 | Thermostatic Mixing Valves | Enware water supply management system | Hydraulic Services | Thermostatic Mixing Valves | Enware |  |  | 1
#AST1118 |  | CRPP | Mainstream Accommodation 08 | L1 | Level 01 | MA08-228 | Cell 28 | Hydraulics | 1 | CRPP-1-MA08-L1-HYD-14 | 014532 | Thermostatic Mixing Valves | Enware water supply management system | Hydraulic Services | Thermostatic Mixing Valves | Enware |  |  | 1
#AST1119 |  | CRPP | Mainstream Accommodation 08 | L1 | Level 01 | MA08-229 | Cell 29 | Hydraulics | 1 | CRPP-1-MA08-L1-HYD-15 | 014533 | Thermostatic Mixing Valves | Enware water supply management system | Hydraulic Services | Thermostatic Mixing Valves | Enware |  |  | 1
#AST1120 |  | CRPP | Mainstream Accommodation 08 | L1 | Level 01 | MA08-230 | Cell 30 | Hydraulics | 1 | CRPP-1-MA08-L1-HYD-16 | 014534 | Thermostatic Mixing Valves | Enware water supply management system | Hydraulic Services | Thermostatic Mixing Valves | Enware |  |  | 1
#AST1121 |  | CRPP | Mainstream Accommodation 08 | L1 | Level 01 | MA08-231 | Cell 31 | Hydraulics | 1 | CRPP-1-MA08-L1-HYD-17 | 014535 | Thermostatic Mixing Valves | Enware water supply management system | Hydraulic Services | Thermostatic Mixing Valves | Enware |  |  | 1
#AST1122 |  | CRPP | Mainstream Accommodation 08 | L1 | Level 01 | MA08-232 | Cell 32 | Hydraulics | 1 | CRPP-1-MA08-L1-HYD-18 | 014536 | Thermostatic Mixing Valves | Enware water supply management system | Hydraulic Services | Thermostatic Mixing Valves | Enware |  |  | 1
#AST1123 |  | CRPP | Mainstream Accommodation 08 | L1 | Level 01 | MA08-233 | Cell 33 | Hydraulics | 1 | CRPP-1-MA08-L1-HYD-19 | 014537 | Thermostatic Mixing Valves | Enware water supply management system | Hydraulic Services | Thermostatic Mixing Valves | Enware |  |  | 1
#AST1124 |  | CRPP | Mainstream Accommodation 08 | L1 | Level 01 | MA08-234 | Cell 34 | Hydraulics | 1 | CRPP-1-MA08-L1-HYD-20 | 014538 | Thermostatic Mixing Valves | Enware water supply management system | Hydraulic Services | Thermostatic Mixing Valves | Enware |  |  | 1
#AST1125 |  | CRPP | Mainstream Accommodation 08 | L1 | Level 01 | MA08-235 | Double Cell 35 | Hydraulics | 1 | CRPP-1-MA08-L1-HYD-21 | 014539 | Thermostatic Mixing Valves | Enware water supply management system | Hydraulic Services | Thermostatic Mixing Valves | Enware |  |  | 1
#AST1126 |  | CRPP | Mainstream Accommodation 08 | L1 | Level 01 | MA08-236 | Double Cell 36 | Hydraulics | 1 | CRPP-1-MA08-L1-HYD-22 | 014540 | Thermostatic Mixing Valves | Enware water supply management system | Hydraulic Services | Thermostatic Mixing Valves | Enware |  |  | 1
#AST1145 |  | CRPP | Mainstream Accommodation 08 | L1 | Level 01 | MA08-255 | Double Cell 55 | Hydraulics | 1 | CRPP-1-MA08-L1-HYD-23 | 014486 | Thermostatic Mixing Valves | Enware water supply management system | Hydraulic Services | Thermostatic Mixing Valves | Enware |  |  | 1
#AST1146 |  | CRPP | Mainstream Accommodation 08 | L1 | Level 01 | MA08-256 | Double Cell 56 | Hydraulics | 1 | CRPP-1-MA08-L1-HYD-24 | 014487 | Thermostatic Mixing Valves | Enware water supply management system | Hydraulic Services | Thermostatic Mixing Valves | Enware |  |  | 1
#AST1147 |  | CRPP | Mainstream Accommodation 08 | L1 | Level 01 | MA08-257 | Cell 57 | Hydraulics | 1 | CRPP-1-MA08-L1-HYD-25 | 014488 | Thermostatic Mixing Valves | Enware water supply management system | Hydraulic Services | Thermostatic Mixing Valves | Enware |  |  | 1
#AST1148 |  | CRPP | Mainstream Accommodation 08 | L1 | Level 01 | MA08-258 | Cell 58 | Hydraulics | 1 | CRPP-1-MA08-L1-HYD-26 | 014489 | Thermostatic Mixing Valves | Enware water supply management system | Hydraulic Services | Thermostatic Mixing Valves | Enware |  |  | 1
#AST1149 |  | CRPP | Mainstream Accommodation 08 | L1 | Level 01 | MA08-259 | Cell 59 | Hydraulics | 1 | CRPP-1-MA08-L1-HYD-27 | 014490 | Thermostatic Mixing Valves | Enware water supply management system | Hydraulic Services | Thermostatic Mixing Valves | Enware |  |  | 1
#AST1150 |  | CRPP | Mainstream Accommodation 08 | L1 | Level 01 | MA08-260 | Cell 60 | Hydraulics | 1 | CRPP-1-MA08-L1-HYD-28 | 014491 | Thermostatic Mixing Valves | Enware water supply management system | Hydraulic Services | Thermostatic Mixing Valves | Enware |  |  | 1
#AST1151 |  | CRPP | Mainstream Accommodation 08 | L1 | Level 01 | MA08-261 | Cell 61 | Hydraulics | 1 | CRPP-1-MA08-L1-HYD-29 | 014492 | Thermostatic Mixing Valves | Enware water supply management system | Hydraulic Services | Thermostatic Mixing Valves | Enware |  |  | 1
#AST1152 |  | CRPP | Mainstream Accommodation 08 | L1 | Level 01 | MA08-262 | Cell 62 | Hydraulics | 1 | CRPP-1-MA08-L1-HYD-30 | 014493 | Thermostatic Mixing Valves | Enware water supply management system | Hydraulic Services | Thermostatic Mixing Valves | Enware |  |  | 1
#AST1153 |  | CRPP | Mainstream Accommodation 08 | L1 | Level 01 | MA08-263 | Cell 63 | Hydraulics | 1 | CRPP-1-MA08-L1-HYD-31 | 014494 | Thermostatic Mixing Valves | Enware water supply management system | Hydraulic Services | Thermostatic Mixing Valves | Enware |  |  | 1
#AST1154 |  | CRPP | Mainstream Accommodation 08 | L1 | Level 01 | MA08-264 | Cell 64 | Hydraulics | 1 | CRPP-1-MA08-L1-HYD-32 | 014495 | Thermostatic Mixing Valves | Enware water supply management system | Hydraulic Services | Thermostatic Mixing Valves | Enware |  |  | 1
#AST1155 |  | CRPP | Mainstream Accommodation 08 | L1 | Level 01 | MA08-265 | Cell 65 | Hydraulics | 1 | CRPP-1-MA08-L1-HYD-33 | 014496 | Thermostatic Mixing Valves | Enware water supply management system | Hydraulic Services | Thermostatic Mixing Valves | Enware |  |  | 1
#AST1156 |  | CRPP | Mainstream Accommodation 08 | L1 | Level 01 | MA08-266 | Cell 66 | Hydraulics | 1 | CRPP-1-MA08-L1-HYD-34 | 014497 | Thermostatic Mixing Valves | Enware water supply management system | Hydraulic Services | Thermostatic Mixing Valves | Enware |  |  | 1
#AST1157 |  | CRPP | Mainstream Accommodation 08 | L1 | Level 01 | MA08-267 | Cell 67 | Hydraulics | 1 | CRPP-1-MA08-L1-HYD-35 | 014498 | Thermostatic Mixing Valves | Enware water supply management system | Hydraulic Services | Thermostatic Mixing Valves | Enware |  |  | 1
#AST1158 |  | CRPP | Mainstream Accommodation 08 | L1 | Level 01 | MA08-268 | Cell 68 | Hydraulics | 1 | CRPP-1-MA08-L1-HYD-36 | 014499 | Thermostatic Mixing Valves | Enware water supply management system | Hydraulic Services | Thermostatic Mixing Valves | Enware |  |  | 1
#AST1159 |  | CRPP | Mainstream Accommodation 08 | L1 | Level 01 | MA08-269 | Cell 69 | Hydraulics | 1 | CRPP-1-MA08-L1-HYD-37 | 014500 | Thermostatic Mixing Valves | Enware water supply management system | Hydraulic Services | Thermostatic Mixing Valves | Enware |  |  | 1
#AST1160 |  | CRPP | Mainstream Accommodation 08 | L1 | Level 01 | MA08-270 | Cell 70 | Hydraulics | 1 | CRPP-1-MA08-L1-HYD-38 | 014501 | Thermostatic Mixing Valves | Enware water supply management system | Hydraulic Services | Thermostatic Mixing Valves | Enware |  |  | 1
#AST1161 |  | CRPP | Mainstream Accommodation 08 | L1 | Level 01 | MA08-271 | Cell 71 | Hydraulics | 1 | CRPP-1-MA08-L1-HYD-39 | 014502 | Thermostatic Mixing Valves | Enware water supply management system | Hydraulic Services | Thermostatic Mixing Valves | Enware |  |  | 1
#AST1162 |  | CRPP | Mainstream Accommodation 08 | L1 | Level 01 | MA08-272 | Cell 72 | Hydraulics | 1 | CRPP-1-MA08-L1-HYD-40 | 014503 | Thermostatic Mixing Valves | Enware water supply management system | Hydraulic Services | Thermostatic Mixing Valves | Enware |  |  | 1
#AST1249 |  | CRPP | Mainstream Accommodation 09 | L1 | Level 01 | MA09-104 | Mechanical Plant 1 | Hydraulics | 1 | CRPP-1-MA09-L1-HYD-42 | 014714 | Backflow Prevention Device | 20mm RPZD - DCW only | Hydraulic Services | Backflow Prevention Device | ZURN | Model 375 | B383081 | 1
#AST1247 |  | CRPP | Mainstream Accommodation 09 | GR | Ground | MA09-009 | Cleaners 1 | Hydraulics | 1 | CRPP-1-MA09-G-HYD-38 | 014668 | Backflow Prevention Device | 20mm RPZD in s/s enclosure w/glass viewing screen - DCW only | Hydraulic Services | Backflow Prevention Device | ZURN | Model 375 | B413706 | 1
#AST1248 |  | CRPP | Mainstream Accommodation 09 | GR | Ground | MA09-020 | Cleaners 2 | Hydraulics | 1 | CRPP-1-MA09-G-HYD-39 | 014712 | Backflow Prevention Device | 20mm RPZD in s/s enclosure w/glass viewing screen - DCW only | Hydraulic Services | Backflow Prevention Device | ZURN | Model 375 | B370328 | 1
#AST1172 |  | CRPP | Mainstream Accommodation 09 | L1 | Level 01 | MA09-103 | Hydraulic Plant | Hydraulics | 1 | CRPP-1-MA09-L1-HYD-03 | 014718 | Domestic Hot Water Service | Domestic hot water plant | Hydraulic Services | Hot Water Units Gas | Rheem | TP04 |  | 1
#AST1173 |  | CRPP | Mainstream Accommodation 09 | L1 | Level 01 | MA09-103 | Hydraulic Plant | Hydraulics | 1 | CRPP-1-MA09-L1-HYD-04 | 014717 | Backflow Prevention Device | Double check valve - Fire (50mm) | Hydraulic Services | Backflow Prevention Device | ZURN | Model 350 | B346874 | 1
#AST1170 | #AST4028 | CRPP | Mainstream Accommodation 09 | GR | Ground | MA09-011 | Store 2 | Hydraulics | 1 | CRPP-1-MA09-G-HYD-01 | 014271 | Thermostatic Mixing Valves | Enware Aquablend TMV - 20mm | Hydraulic Services | Thermostatic Mixing Valves | Enware | Aquablend 1500 |  | 1
#AST1174 |  | CRPP | Mainstream Accommodation 09 | GR | Ground | MA09-201 | Cell 1 | Hydraulics | 1 | CRPP-1-MA09-G-HYD-02 | 014649 | Thermostatic Mixing Valves | Enware water supply management system | Hydraulic Services | Thermostatic Mixing Valves | Enware |  |  | 1
#AST1175 |  | CRPP | Mainstream Accommodation 09 | GR | Ground | MA09-202 | Cell 2 | Hydraulics | 1 | CRPP-1-MA09-G-HYD-03 | 014650 | Thermostatic Mixing Valves | Enware water supply management system | Hydraulic Services | Thermostatic Mixing Valves | Enware |  |  | 1
#AST1176 |  | CRPP | Mainstream Accommodation 09 | GR | Ground | MA09-203 | Cell 3 | Hydraulics | 1 | CRPP-1-MA09-G-HYD-04 | 014651 | Thermostatic Mixing Valves | Enware water supply management system | Hydraulic Services | Thermostatic Mixing Valves | Enware |  |  | 1
#AST1177 |  | CRPP | Mainstream Accommodation 09 | GR | Ground | MA09-204 | Cell 4 | Hydraulics | 1 | CRPP-1-MA09-G-HYD-05 | 014652 | Thermostatic Mixing Valves | Enware water supply management system | Hydraulic Services | Thermostatic Mixing Valves | Enware |  |  | 1
#AST1178 |  | CRPP | Mainstream Accommodation 09 | GR | Ground | MA09-205 | Cell 5 | Hydraulics | 1 | CRPP-1-MA09-G-HYD-06 | 014653 | Thermostatic Mixing Valves | Enware water supply management system | Hydraulic Services | Thermostatic Mixing Valves | Enware |  |  | 1
#AST1179 |  | CRPP | Mainstream Accommodation 09 | GR | Ground | MA09-206 | Cell 6 | Hydraulics | 1 | CRPP-1-MA09-G-HYD-07 | 014654 | Thermostatic Mixing Valves | Enware water supply management system | Hydraulic Services | Thermostatic Mixing Valves | Enware |  |  | 1
#AST1180 |  | CRPP | Mainstream Accommodation 09 | GR | Ground | MA09-207 | Cell 7 | Hydraulics | 1 | CRPP-1-MA09-G-HYD-08 | 014655 | Thermostatic Mixing Valves | Enware water supply management system | Hydraulic Services | Thermostatic Mixing Valves | Enware |  |  | 1
#AST1181 |  | CRPP | Mainstream Accommodation 09 | GR | Ground | MA09-208 | Cell 8 | Hydraulics | 1 | CRPP-1-MA09-G-HYD-09 | 014656 | Thermostatic Mixing Valves | Enware water supply management system | Hydraulic Services | Thermostatic Mixing Valves | Enware |  |  | 1
#AST1182 |  | CRPP | Mainstream Accommodation 09 | GR | Ground | MA09-209 | Cell 9 | Hydraulics | 1 | CRPP-1-MA09-G-HYD-10 | 014657 | Thermostatic Mixing Valves | Enware water supply management system | Hydraulic Services | Thermostatic Mixing Valves | Enware |  |  | 1
#AST1183 |  | CRPP | Mainstream Accommodation 09 | GR | Ground | MA09-210 | Cell 10 | Hydraulics | 1 | CRPP-1-MA09-G-HYD-11 | 014658 | Thermostatic Mixing Valves | Enware water supply management system | Hydraulic Services | Thermostatic Mixing Valves | Enware |  |  | 1
#AST1184 |  | CRPP | Mainstream Accommodation 09 | GR | Ground | MA09-211 | Cell 11 | Hydraulics | 1 | CRPP-1-MA09-G-HYD-12 | 014659 | Thermostatic Mixing Valves | Enware water supply management system | Hydraulic Services | Thermostatic Mixing Valves | Enware |  |  | 1
#AST1185 |  | CRPP | Mainstream Accommodation 09 | GR | Ground | MA09-212 | Cell 12 | Hydraulics | 1 | CRPP-1-MA09-G-HYD-13 | 014660 | Thermostatic Mixing Valves | Enware water supply management system | Hydraulic Services | Thermostatic Mixing Valves | Enware |  |  | 1
#AST1186 |  | CRPP | Mainstream Accommodation 09 | GR | Ground | MA09-213 | Cell 13 | Hydraulics | 1 | CRPP-1-MA09-G-HYD-14 | 014661 | Thermostatic Mixing Valves | Enware water supply management system | Hydraulic Services | Thermostatic Mixing Valves | Enware |  |  | 1
#AST1187 |  | CRPP | Mainstream Accommodation 09 | GR | Ground | MA09-214 | Cell 14 | Hydraulics | 1 | CRPP-1-MA09-G-HYD-15 | 014662 | Thermostatic Mixing Valves | Enware water supply management system | Hydraulic Services | Thermostatic Mixing Valves | Enware |  |  | 1
#AST1188 |  | CRPP | Mainstream Accommodation 09 | GR | Ground | MA09-215 | Cell 15 | Hydraulics | 1 | CRPP-1-MA09-G-HYD-16 | 014663 | Thermostatic Mixing Valves | Enware water supply management system | Hydraulic Services | Thermostatic Mixing Valves | Enware |  |  | 1
#AST1189 |  | CRPP | Mainstream Accommodation 09 | GR | Ground | MA09-216 | Cell 16 | Hydraulics | 1 | CRPP-1-MA09-G-HYD-17 | 014664 | Thermostatic Mixing Valves | Enware water supply management system | Hydraulic Services | Thermostatic Mixing Valves | Enware |  |  | 1
#AST1190 |  | CRPP | Mainstream Accommodation 09 | GR | Ground | MA09-217 | Double Cell 17 | Hydraulics | 1 | CRPP-1-MA09-G-HYD-18 | 014665 | Thermostatic Mixing Valves | Enware water supply management system | Hydraulic Services | Thermostatic Mixing Valves | Enware |  |  | 1
#AST1191 |  | CRPP | Mainstream Accommodation 09 | GR | Ground | MA09-218 | Cell 18 (Acc) | Hydraulics | 1 | CRPP-1-MA09-G-HYD-19 | 014666 | Thermostatic Mixing Valves | Enware water supply management system | Hydraulic Services | Thermostatic Mixing Valves | Enware |  |  | 1
#AST1210 |  | CRPP | Mainstream Accommodation 09 | GR | Ground | MA09-237 | Cell 37 (Acc) | Hydraulics | 1 | CRPP-1-MA09-G-HYD-20 | 014672 | Thermostatic Mixing Valves | Enware water supply management system | Hydraulic Services | Thermostatic Mixing Valves | Enware |  |  | 1
#AST1211 |  | CRPP | Mainstream Accommodation 09 | GR | Ground | MA09-238 | Double Cell 38 | Hydraulics | 1 | CRPP-1-MA09-G-HYD-21 | 014673 | Thermostatic Mixing Valves | Enware water supply management system | Hydraulic Services | Thermostatic Mixing Valves | Enware |  |  | 1
#AST1212 |  | CRPP | Mainstream Accommodation 09 | GR | Ground | MA09-239 | Cell 39 | Hydraulics | 1 | CRPP-1-MA09-G-HYD-22 | 014674 | Thermostatic Mixing Valves | Enware water supply management system | Hydraulic Services | Thermostatic Mixing Valves | Enware |  |  | 1
#AST1213 |  | CRPP | Mainstream Accommodation 09 | GR | Ground | MA09-240 | Cell 40 | Hydraulics | 1 | CRPP-1-MA09-G-HYD-23 | 014675 | Thermostatic Mixing Valves | Enware water supply management system | Hydraulic Services | Thermostatic Mixing Valves | Enware |  |  | 1
#AST1214 |  | CRPP | Mainstream Accommodation 09 | GR | Ground | MA09-241 | Cell 41 | Hydraulics | 1 | CRPP-1-MA09-G-HYD-24 | 014676 | Thermostatic Mixing Valves | Enware water supply management system | Hydraulic Services | Thermostatic Mixing Valves | Enware |  |  | 1
#AST1215 |  | CRPP | Mainstream Accommodation 09 | GR | Ground | MA09-242 | Cell 42 | Hydraulics | 1 | CRPP-1-MA09-G-HYD-25 | 014677 | Thermostatic Mixing Valves | Enware water supply management system | Hydraulic Services | Thermostatic Mixing Valves | Enware |  |  | 1
#AST1216 |  | CRPP | Mainstream Accommodation 09 | GR | Ground | MA09-243 | Cell 43 | Hydraulics | 1 | CRPP-1-MA09-G-HYD-26 | 014678 | Thermostatic Mixing Valves | Enware water supply management system | Hydraulic Services | Thermostatic Mixing Valves | Enware |  |  | 1
#AST1217 |  | CRPP | Mainstream Accommodation 09 | GR | Ground | MA09-244 | Cell 44 | Hydraulics | 1 | CRPP-1-MA09-G-HYD-27 | 014679 | Thermostatic Mixing Valves | Enware water supply management system | Hydraulic Services | Thermostatic Mixing Valves | Enware |  |  | 1
#AST1218 |  | CRPP | Mainstream Accommodation 09 | GR | Ground | MA09-245 | Cell 45 | Hydraulics | 1 | CRPP-1-MA09-G-HYD-28 | 014680 | Thermostatic Mixing Valves | Enware water supply management system | Hydraulic Services | Thermostatic Mixing Valves | Enware |  |  | 1
#AST1219 |  | CRPP | Mainstream Accommodation 09 | GR | Ground | MA09-246 | Cell 46 | Hydraulics | 1 | CRPP-1-MA09-G-HYD-29 | 014681 | Thermostatic Mixing Valves | Enware water supply management system | Hydraulic Services | Thermostatic Mixing Valves | Enware |  |  | 1
#AST1220 |  | CRPP | Mainstream Accommodation 09 | GR | Ground | MA09-247 | Cell 47 | Hydraulics | 1 | CRPP-1-MA09-G-HYD-30 | 014682 | Thermostatic Mixing Valves | Enware water supply management system | Hydraulic Services | Thermostatic Mixing Valves | Enware |  |  | 1
#AST1221 |  | CRPP | Mainstream Accommodation 09 | GR | Ground | MA09-248 | Cell 48 | Hydraulics | 1 | CRPP-1-MA09-G-HYD-31 | 014683 | Thermostatic Mixing Valves | Enware water supply management system | Hydraulic Services | Thermostatic Mixing Valves | Enware |  |  | 1
#AST1222 |  | CRPP | Mainstream Accommodation 09 | GR | Ground | MA09-249 | Cell 49 | Hydraulics | 1 | CRPP-1-MA09-G-HYD-32 | 014684 | Thermostatic Mixing Valves | Enware water supply management system | Hydraulic Services | Thermostatic Mixing Valves | Enware |  |  | 1
#AST1223 |  | CRPP | Mainstream Accommodation 09 | GR | Ground | MA09-250 | Cell 50 | Hydraulics | 1 | CRPP-1-MA09-G-HYD-33 | 014685 | Thermostatic Mixing Valves | Enware water supply management system | Hydraulic Services | Thermostatic Mixing Valves | Enware |  |  | 1
#AST1224 |  | CRPP | Mainstream Accommodation 09 | GR | Ground | MA09-251 | Cell 51 | Hydraulics | 1 | CRPP-1-MA09-G-HYD-34 | 014686 | Thermostatic Mixing Valves | Enware water supply management system | Hydraulic Services | Thermostatic Mixing Valves | Enware |  |  | 1
#AST1225 |  | CRPP | Mainstream Accommodation 09 | GR | Ground | MA09-252 | Cell 52 | Hydraulics | 1 | CRPP-1-MA09-G-HYD-35 | 014687 | Thermostatic Mixing Valves | Enware water supply management system | Hydraulic Services | Thermostatic Mixing Valves | Enware |  |  | 1
#AST1226 |  | CRPP | Mainstream Accommodation 09 | GR | Ground | MA09-253 | Cell 53 | Hydraulics | 1 | CRPP-1-MA09-G-HYD-36 | 014688 | Thermostatic Mixing Valves | Enware water supply management system | Hydraulic Services | Thermostatic Mixing Valves | Enware |  |  | 1
#AST1227 |  | CRPP | Mainstream Accommodation 09 | GR | Ground | MA09-254 | Cell 54 | Hydraulics | 1 | CRPP-1-MA09-G-HYD-37 | 014689 | Thermostatic Mixing Valves | Enware water supply management system | Hydraulic Services | Thermostatic Mixing Valves | Enware |  |  | 1
#AST1192 |  | CRPP | Mainstream Accommodation 09 | L1 | Level 01 | MA09-219 | Cell 19 | Hydraulics | 1 | CRPP-1-MA09-L1-HYD-05 | 014721 | Thermostatic Mixing Valves | Enware water supply management system | Hydraulic Services | Thermostatic Mixing Valves | Enware |  |  | 1
#AST1193 |  | CRPP | Mainstream Accommodation 09 | L1 | Level 01 | MA09-220 | Cell 20 | Hydraulics | 1 | CRPP-1-MA09-L1-HYD-06 | 014722 | Thermostatic Mixing Valves | Enware water supply management system | Hydraulic Services | Thermostatic Mixing Valves | Enware |  |  | 1
#AST1194 |  | CRPP | Mainstream Accommodation 09 | L1 | Level 01 | MA09-221 | Cell 21 | Hydraulics | 1 | CRPP-1-MA09-L1-HYD-07 | 014723 | Thermostatic Mixing Valves | Enware water supply management system | Hydraulic Services | Thermostatic Mixing Valves | Enware |  |  | 1
#AST1195 |  | CRPP | Mainstream Accommodation 09 | L1 | Level 01 | MA09-222 | Cell 22 | Hydraulics | 1 | CRPP-1-MA09-L1-HYD-08 | 014724 | Thermostatic Mixing Valves | Enware water supply management system | Hydraulic Services | Thermostatic Mixing Valves | Enware |  |  | 1
#AST1196 |  | CRPP | Mainstream Accommodation 09 | L1 | Level 01 | MA09-223 | Cell 23 | Hydraulics | 1 | CRPP-1-MA09-L1-HYD-09 | 014725 | Thermostatic Mixing Valves | Enware water supply management system | Hydraulic Services | Thermostatic Mixing Valves | Enware |  |  | 1
#AST1197 |  | CRPP | Mainstream Accommodation 09 | L1 | Level 01 | MA09-224 | Cell 24 | Hydraulics | 1 | CRPP-1-MA09-L1-HYD-10 | 014726 | Thermostatic Mixing Valves | Enware water supply management system | Hydraulic Services | Thermostatic Mixing Valves | Enware |  |  | 1
#AST1198 |  | CRPP | Mainstream Accommodation 09 | L1 | Level 01 | MA09-225 | Cell 25 | Hydraulics | 1 | CRPP-1-MA09-L1-HYD-11 | 014727 | Thermostatic Mixing Valves | Enware water supply management system | Hydraulic Services | Thermostatic Mixing Valves | Enware |  |  | 1
#AST1199 |  | CRPP | Mainstream Accommodation 09 | L1 | Level 01 | MA09-226 | Cell 26 | Hydraulics | 1 | CRPP-1-MA09-L1-HYD-12 | 014728 | Thermostatic Mixing Valves | Enware water supply management system | Hydraulic Services | Thermostatic Mixing Valves | Enware |  |  | 1
#AST1200 |  | CRPP | Mainstream Accommodation 09 | L1 | Level 01 | MA09-227 | Cell 27 | Hydraulics | 1 | CRPP-1-MA09-L1-HYD-13 | 014729 | Thermostatic Mixing Valves | Enware water supply management system | Hydraulic Services | Thermostatic Mixing Valves | Enware |  |  | 1
#AST1201 |  | CRPP | Mainstream Accommodation 09 | L1 | Level 01 | MA09-228 | Cell 28 | Hydraulics | 1 | CRPP-1-MA09-L1-HYD-14 | 014730 | Thermostatic Mixing Valves | Enware water supply management system | Hydraulic Services | Thermostatic Mixing Valves | Enware |  |  | 1
#AST1202 |  | CRPP | Mainstream Accommodation 09 | L1 | Level 01 | MA09-229 | Cell 29 | Hydraulics | 1 | CRPP-1-MA09-L1-HYD-15 | 014731 | Thermostatic Mixing Valves | Enware water supply management system | Hydraulic Services | Thermostatic Mixing Valves | Enware |  |  | 1
#AST1203 |  | CRPP | Mainstream Accommodation 09 | L1 | Level 01 | MA09-230 | Cell 30 | Hydraulics | 1 | CRPP-1-MA09-L1-HYD-16 | 014732 | Thermostatic Mixing Valves | Enware water supply management system | Hydraulic Services | Thermostatic Mixing Valves | Enware |  |  | 1
#AST1204 |  | CRPP | Mainstream Accommodation 09 | L1 | Level 01 | MA09-231 | Cell 31 | Hydraulics | 1 | CRPP-1-MA09-L1-HYD-17 | 014733 | Thermostatic Mixing Valves | Enware water supply management system | Hydraulic Services | Thermostatic Mixing Valves | Enware |  |  | 1
#AST1205 |  | CRPP | Mainstream Accommodation 09 | L1 | Level 01 | MA09-232 | Cell 32 | Hydraulics | 1 | CRPP-1-MA09-L1-HYD-18 | 014734 | Thermostatic Mixing Valves | Enware water supply management system | Hydraulic Services | Thermostatic Mixing Valves | Enware |  |  | 1
#AST1206 |  | CRPP | Mainstream Accommodation 09 | L1 | Level 01 | MA09-233 | Cell 33 | Hydraulics | 1 | CRPP-1-MA09-L1-HYD-19 | 014735 | Thermostatic Mixing Valves | Enware water supply management system | Hydraulic Services | Thermostatic Mixing Valves | Enware |  |  | 1
#AST1207 |  | CRPP | Mainstream Accommodation 09 | L1 | Level 01 | MA09-234 | Cell 34 | Hydraulics | 1 | CRPP-1-MA09-L1-HYD-20 | 014736 | Thermostatic Mixing Valves | Enware water supply management system | Hydraulic Services | Thermostatic Mixing Valves | Enware |  |  | 1
#AST1208 |  | CRPP | Mainstream Accommodation 09 | L1 | Level 01 | MA09-235 | Double Cell 35 | Hydraulics | 1 | CRPP-1-MA09-L1-HYD-21 | 014737 | Thermostatic Mixing Valves | Enware water supply management system | Hydraulic Services | Thermostatic Mixing Valves | Enware |  |  | 1
#AST1209 |  | CRPP | Mainstream Accommodation 09 | L1 | Level 01 | MA09-236 | Double Cell 36 | Hydraulics | 1 | CRPP-1-MA09-L1-HYD-22 | 014738 | Thermostatic Mixing Valves | Enware water supply management system | Hydraulic Services | Thermostatic Mixing Valves | Enware |  |  | 1
#AST1228 |  | CRPP | Mainstream Accommodation 09 | L1 | Level 01 | MA09-255 | Double Cell 55 | Hydraulics | 1 | CRPP-1-MA09-L1-HYD-23 | 014692 | Thermostatic Mixing Valves | Enware water supply management system | Hydraulic Services | Thermostatic Mixing Valves | Enware |  |  | 1
#AST1229 |  | CRPP | Mainstream Accommodation 09 | L1 | Level 01 | MA09-256 | Double Cell 56 | Hydraulics | 1 | CRPP-1-MA09-L1-HYD-24 | 014693 | Thermostatic Mixing Valves | Enware water supply management system | Hydraulic Services | Thermostatic Mixing Valves | Enware |  |  | 1
#AST1230 |  | CRPP | Mainstream Accommodation 09 | L1 | Level 01 | MA09-257 | Cell 57 | Hydraulics | 1 | CRPP-1-MA09-L1-HYD-25 | 014694 | Thermostatic Mixing Valves | Enware water supply management system | Hydraulic Services | Thermostatic Mixing Valves | Enware |  |  | 1
#AST1231 |  | CRPP | Mainstream Accommodation 09 | L1 | Level 01 | MA09-258 | Cell 58 | Hydraulics | 1 | CRPP-1-MA09-L1-HYD-26 | 014695 | Thermostatic Mixing Valves | Enware water supply management system | Hydraulic Services | Thermostatic Mixing Valves | Enware |  |  | 1
#AST1232 |  | CRPP | Mainstream Accommodation 09 | L1 | Level 01 | MA09-259 | Cell 59 | Hydraulics | 1 | CRPP-1-MA09-L1-HYD-27 | 014696 | Thermostatic Mixing Valves | Enware water supply management system | Hydraulic Services | Thermostatic Mixing Valves | Enware |  |  | 1
#AST1233 |  | CRPP | Mainstream Accommodation 09 | L1 | Level 01 | MA09-260 | Cell 60 | Hydraulics | 1 | CRPP-1-MA09-L1-HYD-28 | 014697 | Thermostatic Mixing Valves | Enware water supply management system | Hydraulic Services | Thermostatic Mixing Valves | Enware |  |  | 1
#AST1234 |  | CRPP | Mainstream Accommodation 09 | L1 | Level 01 | MA09-261 | Cell 61 | Hydraulics | 1 | CRPP-1-MA09-L1-HYD-29 | 014698 | Thermostatic Mixing Valves | Enware water supply management system | Hydraulic Services | Thermostatic Mixing Valves | Enware |  |  | 1
#AST1235 |  | CRPP | Mainstream Accommodation 09 | L1 | Level 01 | MA09-262 | Cell 62 | Hydraulics | 1 | CRPP-1-MA09-L1-HYD-30 | 014699 | Thermostatic Mixing Valves | Enware water supply management system | Hydraulic Services | Thermostatic Mixing Valves | Enware |  |  | 1
#AST1236 |  | CRPP | Mainstream Accommodation 09 | L1 | Level 01 | MA09-263 | Cell 63 | Hydraulics | 1 | CRPP-1-MA09-L1-HYD-31 | 014700 | Thermostatic Mixing Valves | Enware water supply management system | Hydraulic Services | Thermostatic Mixing Valves | Enware |  |  | 1
#AST1237 |  | CRPP | Mainstream Accommodation 09 | L1 | Level 01 | MA09-264 | Cell 64 | Hydraulics | 1 | CRPP-1-MA09-L1-HYD-32 | 014701 | Thermostatic Mixing Valves | Enware water supply management system | Hydraulic Services | Thermostatic Mixing Valves | Enware |  |  | 1
#AST1238 |  | CRPP | Mainstream Accommodation 09 | L1 | Level 01 | MA09-265 | Cell 65 | Hydraulics | 1 | CRPP-1-MA09-L1-HYD-33 | 014702 | Thermostatic Mixing Valves | Enware water supply management system | Hydraulic Services | Thermostatic Mixing Valves | Enware |  |  | 1
#AST1239 |  | CRPP | Mainstream Accommodation 09 | L1 | Level 01 | MA09-266 | Cell 66 | Hydraulics | 1 | CRPP-1-MA09-L1-HYD-34 | 014703 | Thermostatic Mixing Valves | Enware water supply management system | Hydraulic Services | Thermostatic Mixing Valves | Enware |  |  | 1
#AST1240 |  | CRPP | Mainstream Accommodation 09 | L1 | Level 01 | MA09-267 | Cell 67 | Hydraulics | 1 | CRPP-1-MA09-L1-HYD-35 | 014704 | Thermostatic Mixing Valves | Enware water supply management system | Hydraulic Services | Thermostatic Mixing Valves | Enware |  |  | 1
#AST1241 |  | CRPP | Mainstream Accommodation 09 | L1 | Level 01 | MA09-268 | Cell 68 | Hydraulics | 1 | CRPP-1-MA09-L1-HYD-36 | 014705 | Thermostatic Mixing Valves | Enware water supply management system | Hydraulic Services | Thermostatic Mixing Valves | Enware |  |  | 1
#AST1242 |  | CRPP | Mainstream Accommodation 09 | L1 | Level 01 | MA09-269 | Cell 69 | Hydraulics | 1 | CRPP-1-MA09-L1-HYD-37 | 014706 | Thermostatic Mixing Valves | Enware water supply management system | Hydraulic Services | Thermostatic Mixing Valves | Enware |  |  | 1
#AST1243 |  | CRPP | Mainstream Accommodation 09 | L1 | Level 01 | MA09-270 | Cell 70 | Hydraulics | 1 | CRPP-1-MA09-L1-HYD-38 | 014707 | Thermostatic Mixing Valves | Enware water supply management system | Hydraulic Services | Thermostatic Mixing Valves | Enware |  |  | 1
#AST1244 |  | CRPP | Mainstream Accommodation 09 | L1 | Level 01 | MA09-271 | Cell 71 | Hydraulics | 1 | CRPP-1-MA09-L1-HYD-39 | 014708 | Thermostatic Mixing Valves | Enware water supply management system | Hydraulic Services | Thermostatic Mixing Valves | Enware |  |  | 1
#AST1245 |  | CRPP | Mainstream Accommodation 09 | L1 | Level 01 | MA09-272 | Cell 72 | Hydraulics | 1 | CRPP-1-MA09-L1-HYD-40 | 014709 | Thermostatic Mixing Valves | Enware water supply management system | Hydraulic Services | Thermostatic Mixing Valves | Enware |  |  | 1
#AST1332 |  | CRPP | Mainstream Accommodation 10 | L1 | Level 01 | MA10-104 | Mechanical Plant 1 | Hydraulics | 1 | CRPP-1-MA10-L1-HYD-42 | 014641 | Backflow Prevention Device | 20mm RPZD - DCW only | Hydraulic Services | Backflow Prevention Device | ZURN | Model 375 | B415725 | 1
#AST1330 |  | CRPP | Mainstream Accommodation 10 | GR | Ground | MA10-009 | Cleaners 1 | Hydraulics | 1 | CRPP-1-MA10-G-HYD-38 | 014595 | Backflow Prevention Device | 20mm RPZD in s/s enclosure w/glass viewing screen - DCW only | Hydraulic Services | Backflow Prevention Device | ZURN | Model 375 | B415262 | 1
#AST1331 |  | CRPP | Mainstream Accommodation 10 | GR | Ground | MA10-020 | Cleaners 2 | Hydraulics | 1 | CRPP-1-MA10-G-HYD-39 | 014598 | Backflow Prevention Device | 20mm RPZD in s/s enclosure w/glass viewing screen - DCW only | Hydraulic Services | Backflow Prevention Device | ZURN | Model 375 | B396109 | 1
#AST1255 |  | CRPP | Mainstream Accommodation 10 | L1 | Level 01 | MA10-103 | Hydraulic Plant | Hydraulics | 1 | CRPP-1-MA10-L1-HYD-03 | 014645 | Domestic Hot Water Service | Domestic hot water plant | Hydraulic Services | Hot Water Units Gas | Rheem | TP04 |  | 1
#AST1256 |  | CRPP | Mainstream Accommodation 10 | L1 | Level 01 | MA10-103 | Hydraulic Plant | Hydraulics | 1 | CRPP-1-MA10-L1-HYD-04 | 014642 | Backflow Prevention Device | Double check valve - Fire (50mm) | Hydraulic Services | Backflow Prevention Device | ZURN | Model 350 | B316391 | 1
#AST1253 | #AST4028 | CRPP | Mainstream Accommodation 10 | GR | Ground | MA10-011 | Store 2 | Hydraulics | 1 | CRPP-1-MA10-G-HYD-01 | 014272 | Thermostatic Mixing Valves | Enware Aquablend TMV - 20mm | Hydraulic Services | Thermostatic Mixing Valves | Enware | Aquablend 1500 |  | 1
#AST1257 |  | CRPP | Mainstream Accommodation 10 | GR | Ground | MA10-201 | Cell 1 | Hydraulics | 1 | CRPP-1-MA10-G-HYD-02 | 014556 | Thermostatic Mixing Valves | Enware water supply management system | Hydraulic Services | Thermostatic Mixing Valves | Enware |  |  | 1
#AST1258 |  | CRPP | Mainstream Accommodation 10 | GR | Ground | MA10-202 | Cell 2 | Hydraulics | 1 | CRPP-1-MA10-G-HYD-03 | 014557 | Thermostatic Mixing Valves | Enware water supply management system | Hydraulic Services | Thermostatic Mixing Valves | Enware |  |  | 1
#AST1259 |  | CRPP | Mainstream Accommodation 10 | GR | Ground | MA10-203 | Cell 3 | Hydraulics | 1 | CRPP-1-MA10-G-HYD-04 | 014558 | Thermostatic Mixing Valves | Enware water supply management system | Hydraulic Services | Thermostatic Mixing Valves | Enware |  |  | 1
#AST1260 |  | CRPP | Mainstream Accommodation 10 | GR | Ground | MA10-204 | Cell 4 | Hydraulics | 1 | CRPP-1-MA10-G-HYD-05 | 014559 | Thermostatic Mixing Valves | Enware water supply management system | Hydraulic Services | Thermostatic Mixing Valves | Enware |  |  | 1
#AST1261 |  | CRPP | Mainstream Accommodation 10 | GR | Ground | MA10-205 | Cell 5 | Hydraulics | 1 | CRPP-1-MA10-G-HYD-06 | 014560 | Thermostatic Mixing Valves | Enware water supply management system | Hydraulic Services | Thermostatic Mixing Valves | Enware |  |  | 1
#AST1262 |  | CRPP | Mainstream Accommodation 10 | GR | Ground | MA10-206 | Cell 6 | Hydraulics | 1 | CRPP-1-MA10-G-HYD-07 | 014561 | Thermostatic Mixing Valves | Enware water supply management system | Hydraulic Services | Thermostatic Mixing Valves | Enware |  |  | 1
#AST1263 |  | CRPP | Mainstream Accommodation 10 | GR | Ground | MA10-207 | Cell 7 | Hydraulics | 1 | CRPP-1-MA10-G-HYD-08 | 014562 | Thermostatic Mixing Valves | Enware water supply management system | Hydraulic Services | Thermostatic Mixing Valves | Enware |  |  | 1
#AST1264 |  | CRPP | Mainstream Accommodation 10 | GR | Ground | MA10-208 | Cell 8 | Hydraulics | 1 | CRPP-1-MA10-G-HYD-09 | 014563 | Thermostatic Mixing Valves | Enware water supply management system | Hydraulic Services | Thermostatic Mixing Valves | Enware |  |  | 1
#AST1265 |  | CRPP | Mainstream Accommodation 10 | GR | Ground | MA10-209 | Cell 9 | Hydraulics | 1 | CRPP-1-MA10-G-HYD-10 | 014564 | Thermostatic Mixing Valves | Enware water supply management system | Hydraulic Services | Thermostatic Mixing Valves | Enware |  |  | 1
#AST1266 |  | CRPP | Mainstream Accommodation 10 | GR | Ground | MA10-210 | Cell 10 | Hydraulics | 1 | CRPP-1-MA10-G-HYD-11 | 014565 | Thermostatic Mixing Valves | Enware water supply management system | Hydraulic Services | Thermostatic Mixing Valves | Enware |  |  | 1
#AST1267 |  | CRPP | Mainstream Accommodation 10 | GR | Ground | MA10-211 | Cell 11 | Hydraulics | 1 | CRPP-1-MA10-G-HYD-12 | 014566 | Thermostatic Mixing Valves | Enware water supply management system | Hydraulic Services | Thermostatic Mixing Valves | Enware |  |  | 1
#AST1268 |  | CRPP | Mainstream Accommodation 10 | GR | Ground | MA10-212 | Cell 12 | Hydraulics | 1 | CRPP-1-MA10-G-HYD-13 | 014567 | Thermostatic Mixing Valves | Enware water supply management system | Hydraulic Services | Thermostatic Mixing Valves | Enware |  |  | 1
#AST1269 |  | CRPP | Mainstream Accommodation 10 | GR | Ground | MA10-213 | Cell 13 | Hydraulics | 1 | CRPP-1-MA10-G-HYD-14 | 014568 | Thermostatic Mixing Valves | Enware water supply management system | Hydraulic Services | Thermostatic Mixing Valves | Enware |  |  | 1
#AST1270 |  | CRPP | Mainstream Accommodation 10 | GR | Ground | MA10-214 | Cell 14 | Hydraulics | 1 | CRPP-1-MA10-G-HYD-15 | 014569 | Thermostatic Mixing Valves | Enware water supply management system | Hydraulic Services | Thermostatic Mixing Valves | Enware |  |  | 1
#AST1271 |  | CRPP | Mainstream Accommodation 10 | GR | Ground | MA10-215 | Cell 15 | Hydraulics | 1 | CRPP-1-MA10-G-HYD-16 | 014570 | Thermostatic Mixing Valves | Enware water supply management system | Hydraulic Services | Thermostatic Mixing Valves | Enware |  |  | 1
#AST1272 |  | CRPP | Mainstream Accommodation 10 | GR | Ground | MA10-216 | Cell 16 | Hydraulics | 1 | CRPP-1-MA10-G-HYD-17 | 014571 | Thermostatic Mixing Valves | Enware water supply management system | Hydraulic Services | Thermostatic Mixing Valves | Enware |  |  | 1
#AST1273 |  | CRPP | Mainstream Accommodation 10 | GR | Ground | MA10-217 | Double Cell 17 | Hydraulics | 1 | CRPP-1-MA10-G-HYD-18 | 014572 | Thermostatic Mixing Valves | Enware water supply management system | Hydraulic Services | Thermostatic Mixing Valves | Enware |  |  | 1
#AST1274 |  | CRPP | Mainstream Accommodation 10 | GR | Ground | MA10-218 | Cell 18 (Acc) | Hydraulics | 1 | CRPP-1-MA10-G-HYD-19 | 014573 | Thermostatic Mixing Valves | Enware water supply management system | Hydraulic Services | Thermostatic Mixing Valves | Enware |  |  | 1
#AST1293 |  | CRPP | Mainstream Accommodation 10 | GR | Ground | MA10-237 | Cell 37 (Acc) | Hydraulics | 1 | CRPP-1-MA10-G-HYD-20 | 014601 | Thermostatic Mixing Valves | Enware water supply management system | Hydraulic Services | Thermostatic Mixing Valves | Enware |  |  | 1
#AST1294 |  | CRPP | Mainstream Accommodation 10 | GR | Ground | MA10-238 | Double Cell 38 | Hydraulics | 1 | CRPP-1-MA10-G-HYD-21 | 014602 | Thermostatic Mixing Valves | Enware water supply management system | Hydraulic Services | Thermostatic Mixing Valves | Enware |  |  | 1
#AST1295 |  | CRPP | Mainstream Accommodation 10 | GR | Ground | MA10-239 | Cell 39 | Hydraulics | 1 | CRPP-1-MA10-G-HYD-22 | 014603 | Thermostatic Mixing Valves | Enware water supply management system | Hydraulic Services | Thermostatic Mixing Valves | Enware |  |  | 1
#AST1296 |  | CRPP | Mainstream Accommodation 10 | GR | Ground | MA10-240 | Cell 40 | Hydraulics | 1 | CRPP-1-MA10-G-HYD-23 | 014604 | Thermostatic Mixing Valves | Enware water supply management system | Hydraulic Services | Thermostatic Mixing Valves | Enware |  |  | 1
#AST1297 |  | CRPP | Mainstream Accommodation 10 | GR | Ground | MA10-241 | Cell 41 | Hydraulics | 1 | CRPP-1-MA10-G-HYD-24 | 014605 | Thermostatic Mixing Valves | Enware water supply management system | Hydraulic Services | Thermostatic Mixing Valves | Enware |  |  | 1
#AST1298 |  | CRPP | Mainstream Accommodation 10 | GR | Ground | MA10-242 | Cell 42 | Hydraulics | 1 | CRPP-1-MA10-G-HYD-25 | 014606 | Thermostatic Mixing Valves | Enware water supply management system | Hydraulic Services | Thermostatic Mixing Valves | Enware |  |  | 1
#AST1299 |  | CRPP | Mainstream Accommodation 10 | GR | Ground | MA10-243 | Cell 43 | Hydraulics | 1 | CRPP-1-MA10-G-HYD-26 | 014607 | Thermostatic Mixing Valves | Enware water supply management system | Hydraulic Services | Thermostatic Mixing Valves | Enware |  |  | 1
#AST1300 |  | CRPP | Mainstream Accommodation 10 | GR | Ground | MA10-244 | Cell 44 | Hydraulics | 1 | CRPP-1-MA10-G-HYD-27 | 014608 | Thermostatic Mixing Valves | Enware water supply management system | Hydraulic Services | Thermostatic Mixing Valves | Enware |  |  | 1
#AST1301 |  | CRPP | Mainstream Accommodation 10 | GR | Ground | MA10-245 | Cell 45 | Hydraulics | 1 | CRPP-1-MA10-G-HYD-28 | 014609 | Thermostatic Mixing Valves | Enware water supply management system | Hydraulic Services | Thermostatic Mixing Valves | Enware |  |  | 1
#AST1302 |  | CRPP | Mainstream Accommodation 10 | GR | Ground | MA10-246 | Cell 46 | Hydraulics | 1 | CRPP-1-MA10-G-HYD-29 | 014610 | Thermostatic Mixing Valves | Enware water supply management system | Hydraulic Services | Thermostatic Mixing Valves | Enware |  |  | 1
#AST1303 |  | CRPP | Mainstream Accommodation 10 | GR | Ground | MA10-247 | Cell 47 | Hydraulics | 1 | CRPP-1-MA10-G-HYD-30 | 014611 | Thermostatic Mixing Valves | Enware water supply management system | Hydraulic Services | Thermostatic Mixing Valves | Enware |  |  | 1
#AST1304 |  | CRPP | Mainstream Accommodation 10 | GR | Ground | MA10-248 | Cell 48 | Hydraulics | 1 | CRPP-1-MA10-G-HYD-31 | 014612 | Thermostatic Mixing Valves | Enware water supply management system | Hydraulic Services | Thermostatic Mixing Valves | Enware |  |  | 1
#AST1305 |  | CRPP | Mainstream Accommodation 10 | GR | Ground | MA10-249 | Cell 49 | Hydraulics | 1 | CRPP-1-MA10-G-HYD-32 | 014613 | Thermostatic Mixing Valves | Enware water supply management system | Hydraulic Services | Thermostatic Mixing Valves | Enware |  |  | 1
#AST1306 |  | CRPP | Mainstream Accommodation 10 | GR | Ground | MA10-250 | Cell 50 | Hydraulics | 1 | CRPP-1-MA10-G-HYD-33 | 014614 | Thermostatic Mixing Valves | Enware water supply management system | Hydraulic Services | Thermostatic Mixing Valves | Enware |  |  | 1
#AST1307 |  | CRPP | Mainstream Accommodation 10 | GR | Ground | MA10-251 | Cell 51 | Hydraulics | 1 | CRPP-1-MA10-G-HYD-34 | 014615 | Thermostatic Mixing Valves | Enware water supply management system | Hydraulic Services | Thermostatic Mixing Valves | Enware |  |  | 1
#AST1308 |  | CRPP | Mainstream Accommodation 10 | GR | Ground | MA10-252 | Cell 52 | Hydraulics | 1 | CRPP-1-MA10-G-HYD-35 | 014616 | Thermostatic Mixing Valves | Enware water supply management system | Hydraulic Services | Thermostatic Mixing Valves | Enware |  |  | 1
#AST1309 |  | CRPP | Mainstream Accommodation 10 | GR | Ground | MA10-253 | Cell 53 | Hydraulics | 1 | CRPP-1-MA10-G-HYD-36 | 014617 | Thermostatic Mixing Valves | Enware water supply management system | Hydraulic Services | Thermostatic Mixing Valves | Enware |  |  | 1
#AST1310 |  | CRPP | Mainstream Accommodation 10 | GR | Ground | MA10-254 | Cell 54 | Hydraulics | 1 | CRPP-1-MA10-G-HYD-37 | 014618 | Thermostatic Mixing Valves | Enware water supply management system | Hydraulic Services | Thermostatic Mixing Valves | Enware |  |  | 1
#AST1275 |  | CRPP | Mainstream Accommodation 10 | L1 | Level 01 | MA10-219 | Cell 19 | Hydraulics | 1 | CRPP-1-MA10-L1-HYD-05 | 014575 | Thermostatic Mixing Valves | Enware water supply management system | Hydraulic Services | Thermostatic Mixing Valves | Enware |  |  | 1
#AST1276 |  | CRPP | Mainstream Accommodation 10 | L1 | Level 01 | MA10-220 | Cell 20 | Hydraulics | 1 | CRPP-1-MA10-L1-HYD-06 | 014576 | Thermostatic Mixing Valves | Enware water supply management system | Hydraulic Services | Thermostatic Mixing Valves | Enware |  |  | 1
#AST1277 |  | CRPP | Mainstream Accommodation 10 | L1 | Level 01 | MA10-221 | Cell 21 | Hydraulics | 1 | CRPP-1-MA10-L1-HYD-07 | 014577 | Thermostatic Mixing Valves | Enware water supply management system | Hydraulic Services | Thermostatic Mixing Valves | Enware |  |  | 1
#AST1278 |  | CRPP | Mainstream Accommodation 10 | L1 | Level 01 | MA10-222 | Cell 22 | Hydraulics | 1 | CRPP-1-MA10-L1-HYD-08 | 014578 | Thermostatic Mixing Valves | Enware water supply management system | Hydraulic Services | Thermostatic Mixing Valves | Enware |  |  | 1
#AST1279 |  | CRPP | Mainstream Accommodation 10 | L1 | Level 01 | MA10-223 | Cell 23 | Hydraulics | 1 | CRPP-1-MA10-L1-HYD-09 | 014579 | Thermostatic Mixing Valves | Enware water supply management system | Hydraulic Services | Thermostatic Mixing Valves | Enware |  |  | 1
#AST1280 |  | CRPP | Mainstream Accommodation 10 | L1 | Level 01 | MA10-224 | Cell 24 | Hydraulics | 1 | CRPP-1-MA10-L1-HYD-10 | 014580 | Thermostatic Mixing Valves | Enware water supply management system | Hydraulic Services | Thermostatic Mixing Valves | Enware |  |  | 1
#AST1281 |  | CRPP | Mainstream Accommodation 10 | L1 | Level 01 | MA10-225 | Cell 25 | Hydraulics | 1 | CRPP-1-MA10-L1-HYD-11 | 014581 | Thermostatic Mixing Valves | Enware water supply management system | Hydraulic Services | Thermostatic Mixing Valves | Enware |  |  | 1
#AST1282 |  | CRPP | Mainstream Accommodation 10 | L1 | Level 01 | MA10-226 | Cell 26 | Hydraulics | 1 | CRPP-1-MA10-L1-HYD-12 | 014582 | Thermostatic Mixing Valves | Enware water supply management system | Hydraulic Services | Thermostatic Mixing Valves | Enware |  |  | 1
#AST1283 |  | CRPP | Mainstream Accommodation 10 | L1 | Level 01 | MA10-227 | Cell 27 | Hydraulics | 1 | CRPP-1-MA10-L1-HYD-13 | 014583 | Thermostatic Mixing Valves | Enware water supply management system | Hydraulic Services | Thermostatic Mixing Valves | Enware |  |  | 1
#AST1284 |  | CRPP | Mainstream Accommodation 10 | L1 | Level 01 | MA10-228 | Cell 28 | Hydraulics | 1 | CRPP-1-MA10-L1-HYD-14 | 014584 | Thermostatic Mixing Valves | Enware water supply management system | Hydraulic Services | Thermostatic Mixing Valves | Enware |  |  | 1
#AST1285 |  | CRPP | Mainstream Accommodation 10 | L1 | Level 01 | MA10-229 | Cell 29 | Hydraulics | 1 | CRPP-1-MA10-L1-HYD-15 | 014585 | Thermostatic Mixing Valves | Enware water supply management system | Hydraulic Services | Thermostatic Mixing Valves | Enware |  |  | 1
#AST1286 |  | CRPP | Mainstream Accommodation 10 | L1 | Level 01 | MA10-230 | Cell 30 | Hydraulics | 1 | CRPP-1-MA10-L1-HYD-16 | 014586 | Thermostatic Mixing Valves | Enware water supply management system | Hydraulic Services | Thermostatic Mixing Valves | Enware |  |  | 1
#AST1287 |  | CRPP | Mainstream Accommodation 10 | L1 | Level 01 | MA10-231 | Cell 31 | Hydraulics | 1 | CRPP-1-MA10-L1-HYD-17 | 014587 | Thermostatic Mixing Valves | Enware water supply management system | Hydraulic Services | Thermostatic Mixing Valves | Enware |  |  | 1
#AST1288 |  | CRPP | Mainstream Accommodation 10 | L1 | Level 01 | MA10-232 | Cell 32 | Hydraulics | 1 | CRPP-1-MA10-L1-HYD-18 | 014588 | Thermostatic Mixing Valves | Enware water supply management system | Hydraulic Services | Thermostatic Mixing Valves | Enware |  |  | 1
#AST1289 |  | CRPP | Mainstream Accommodation 10 | L1 | Level 01 | MA10-233 | Cell 33 | Hydraulics | 1 | CRPP-1-MA10-L1-HYD-19 | 014589 | Thermostatic Mixing Valves | Enware water supply management system | Hydraulic Services | Thermostatic Mixing Valves | Enware |  |  | 1
#AST1290 |  | CRPP | Mainstream Accommodation 10 | L1 | Level 01 | MA10-234 | Cell 34 | Hydraulics | 1 | CRPP-1-MA10-L1-HYD-20 | 014590 | Thermostatic Mixing Valves | Enware water supply management system | Hydraulic Services | Thermostatic Mixing Valves | Enware |  |  | 1
#AST1291 |  | CRPP | Mainstream Accommodation 10 | L1 | Level 01 | MA10-235 | Double Cell 35 | Hydraulics | 1 | CRPP-1-MA10-L1-HYD-21 | 014591 | Thermostatic Mixing Valves | Enware water supply management system | Hydraulic Services | Thermostatic Mixing Valves | Enware |  |  | 1
#AST1292 |  | CRPP | Mainstream Accommodation 10 | L1 | Level 01 | MA10-236 | Double Cell 36 | Hydraulics | 1 | CRPP-1-MA10-L1-HYD-22 | 014592 | Thermostatic Mixing Valves | Enware water supply management system | Hydraulic Services | Thermostatic Mixing Valves | Enware |  |  | 1
#AST1311 |  | CRPP | Mainstream Accommodation 10 | L1 | Level 01 | MA10-255 | Double Cell 55 | Hydraulics | 1 | CRPP-1-MA10-L1-HYD-23 | 014620 | Thermostatic Mixing Valves | Enware water supply management system | Hydraulic Services | Thermostatic Mixing Valves | Enware |  |  | 1
#AST1312 |  | CRPP | Mainstream Accommodation 10 | L1 | Level 01 | MA10-256 | Double Cell 56 | Hydraulics | 1 | CRPP-1-MA10-L1-HYD-24 | 014621 | Thermostatic Mixing Valves | Enware water supply management system | Hydraulic Services | Thermostatic Mixing Valves | Enware |  |  | 1
#AST1313 |  | CRPP | Mainstream Accommodation 10 | L1 | Level 01 | MA10-257 | Cell 57 | Hydraulics | 1 | CRPP-1-MA10-L1-HYD-25 | 014622 | Thermostatic Mixing Valves | Enware water supply management system | Hydraulic Services | Thermostatic Mixing Valves | Enware |  |  | 1
#AST1314 |  | CRPP | Mainstream Accommodation 10 | L1 | Level 01 | MA10-258 | Cell 58 | Hydraulics | 1 | CRPP-1-MA10-L1-HYD-26 | 014623 | Thermostatic Mixing Valves | Enware water supply management system | Hydraulic Services | Thermostatic Mixing Valves | Enware |  |  | 1
#AST1315 |  | CRPP | Mainstream Accommodation 10 | L1 | Level 01 | MA10-259 | Cell 59 | Hydraulics | 1 | CRPP-1-MA10-L1-HYD-27 | 014624 | Thermostatic Mixing Valves | Enware water supply management system | Hydraulic Services | Thermostatic Mixing Valves | Enware |  |  | 1
#AST1316 |  | CRPP | Mainstream Accommodation 10 | L1 | Level 01 | MA10-260 | Cell 60 | Hydraulics | 1 | CRPP-1-MA10-L1-HYD-28 | 014625 | Thermostatic Mixing Valves | Enware water supply management system | Hydraulic Services | Thermostatic Mixing Valves | Enware |  |  | 1
#AST1317 |  | CRPP | Mainstream Accommodation 10 | L1 | Level 01 | MA10-261 | Cell 61 | Hydraulics | 1 | CRPP-1-MA10-L1-HYD-29 | 014626 | Thermostatic Mixing Valves | Enware water supply management system | Hydraulic Services | Thermostatic Mixing Valves | Enware |  |  | 1
#AST1318 |  | CRPP | Mainstream Accommodation 10 | L1 | Level 01 | MA10-262 | Cell 62 | Hydraulics | 1 | CRPP-1-MA10-L1-HYD-30 | 014627 | Thermostatic Mixing Valves | Enware water supply management system | Hydraulic Services | Thermostatic Mixing Valves | Enware |  |  | 1
#AST1319 |  | CRPP | Mainstream Accommodation 10 | L1 | Level 01 | MA10-263 | Cell 63 | Hydraulics | 1 | CRPP-1-MA10-L1-HYD-31 | 014628 | Thermostatic Mixing Valves | Enware water supply management system | Hydraulic Services | Thermostatic Mixing Valves | Enware |  |  | 1
#AST1320 |  | CRPP | Mainstream Accommodation 10 | L1 | Level 01 | MA10-264 | Cell 64 | Hydraulics | 1 | CRPP-1-MA10-L1-HYD-32 | 014629 | Thermostatic Mixing Valves | Enware water supply management system | Hydraulic Services | Thermostatic Mixing Valves | Enware |  |  | 1
#AST1321 |  | CRPP | Mainstream Accommodation 10 | L1 | Level 01 | MA10-265 | Cell 65 | Hydraulics | 1 | CRPP-1-MA10-L1-HYD-33 | 014630 | Thermostatic Mixing Valves | Enware water supply management system | Hydraulic Services | Thermostatic Mixing Valves | Enware |  |  | 1
#AST1322 |  | CRPP | Mainstream Accommodation 10 | L1 | Level 01 | MA10-266 | Cell 66 | Hydraulics | 1 | CRPP-1-MA10-L1-HYD-34 | 014631 | Thermostatic Mixing Valves | Enware water supply management system | Hydraulic Services | Thermostatic Mixing Valves | Enware |  |  | 1
#AST1323 |  | CRPP | Mainstream Accommodation 10 | L1 | Level 01 | MA10-267 | Cell 67 | Hydraulics | 1 | CRPP-1-MA10-L1-HYD-35 | 014632 | Thermostatic Mixing Valves | Enware water supply management system | Hydraulic Services | Thermostatic Mixing Valves | Enware |  |  | 1
#AST1324 |  | CRPP | Mainstream Accommodation 10 | L1 | Level 01 | MA10-268 | Cell 68 | Hydraulics | 1 | CRPP-1-MA10-L1-HYD-36 | 014633 | Thermostatic Mixing Valves | Enware water supply management system | Hydraulic Services | Thermostatic Mixing Valves | Enware |  |  | 1
#AST1325 |  | CRPP | Mainstream Accommodation 10 | L1 | Level 01 | MA10-269 | Cell 69 | Hydraulics | 1 | CRPP-1-MA10-L1-HYD-37 | 014634 | Thermostatic Mixing Valves | Enware water supply management system | Hydraulic Services | Thermostatic Mixing Valves | Enware |  |  | 1
#AST1326 |  | CRPP | Mainstream Accommodation 10 | L1 | Level 01 | MA10-270 | Cell 70 | Hydraulics | 1 | CRPP-1-MA10-L1-HYD-38 | 014635 | Thermostatic Mixing Valves | Enware water supply management system | Hydraulic Services | Thermostatic Mixing Valves | Enware |  |  | 1
#AST1327 |  | CRPP | Mainstream Accommodation 10 | L1 | Level 01 | MA10-271 | Cell 71 | Hydraulics | 1 | CRPP-1-MA10-L1-HYD-39 | 014636 | Thermostatic Mixing Valves | Enware water supply management system | Hydraulic Services | Thermostatic Mixing Valves | Enware |  |  | 1
#AST1328 |  | CRPP | Mainstream Accommodation 10 | L1 | Level 01 | MA10-272 | Cell 72 | Hydraulics | 1 | CRPP-1-MA10-L1-HYD-40 | 014637 | Thermostatic Mixing Valves | Enware water supply management system | Hydraulic Services | Thermostatic Mixing Valves | Enware |  |  | 1
#AST1415 |  | CRPP | Mainstream Accommodation 11 | L1 | Level 01 | MA11-104 | Mechanical Plant 1 | Hydraulics | 1 | CRPP-1-MA11-L1-HYD-42 | 014828 | Backflow Prevention Device | 20mm RPZD - DCW only | Hydraulic Services | Backflow Prevention Device | ZURN | Model 375 | B383084 | 1
#AST1413 |  | CRPP | Mainstream Accommodation 11 | GR | Ground | MA11-009 | Cleaners 1 | Hydraulics | 1 | CRPP-1-MA11-G-HYD-38 | 014779 | Backflow Prevention Device | 20mm RPZD in s/s enclosure w/glass viewing screen - DCW only | Hydraulic Services | Backflow Prevention Device | ZURN | Model 375 | B415857 | 1
#AST1414 |  | CRPP | Mainstream Accommodation 11 | GR | Ground | MA11-020 | Cleaners 2 | Hydraulics | 1 | CRPP-1-MA11-G-HYD-39 | 014783 | Backflow Prevention Device | 20mm RPZD in s/s enclosure w/glass viewing screen - DCW only | Hydraulic Services | Backflow Prevention Device | ZURN | Model 375 | B396107 | 1
#AST1338 |  | CRPP | Mainstream Accommodation 11 | L1 | Level 01 | MA11-103 | Hydraulic Plant | Hydraulics | 1 | CRPP-1-MA11-L1-HYD-03 | 014827 | Domestic Hot Water Service | Domestic hot water plant | Hydraulic Services | Hot Water Units Gas | Rheem | TP04 |  | 1
#AST1339 |  | CRPP | Mainstream Accommodation 11 | L1 | Level 01 | MA11-103 | Hydraulic Plant | Hydraulics | 1 | CRPP-1-MA11-L1-HYD-04 | 014823 | Backflow Prevention Device | Double check valve - Fire (50mm) | Hydraulic Services | Backflow Prevention Device | ZURN | Model 350 | B374882 | 1
#AST1336 | #AST4028 | CRPP | Mainstream Accommodation 11 | GR | Ground | MA11-011 | Store 2 | Hydraulics | 1 | CRPP-1-MA11-G-HYD-01 | 014274 | Thermostatic Mixing Valves | Enware Aquablend TMV - 20mm | Hydraulic Services | Thermostatic Mixing Valves | Enware | Aquablend 1500 |  | 1
#AST1340 |  | CRPP | Mainstream Accommodation 11 | GR | Ground | MA11-201 | Cell 1 | Hydraulics | 1 | CRPP-1-MA11-G-HYD-02 | 014741 | Thermostatic Mixing Valves | Enware water supply management system | Hydraulic Services | Thermostatic Mixing Valves | Enware |  |  | 1
#AST1341 |  | CRPP | Mainstream Accommodation 11 | GR | Ground | MA11-202 | Cell 2 | Hydraulics | 1 | CRPP-1-MA11-G-HYD-03 | 014742 | Thermostatic Mixing Valves | Enware water supply management system | Hydraulic Services | Thermostatic Mixing Valves | Enware |  |  | 1
#AST1342 |  | CRPP | Mainstream Accommodation 11 | GR | Ground | MA11-203 | Cell 3 | Hydraulics | 1 | CRPP-1-MA11-G-HYD-04 | 014743 | Thermostatic Mixing Valves | Enware water supply management system | Hydraulic Services | Thermostatic Mixing Valves | Enware |  |  | 1
#AST1343 |  | CRPP | Mainstream Accommodation 11 | GR | Ground | MA11-204 | Cell 4 | Hydraulics | 1 | CRPP-1-MA11-G-HYD-05 | 014744 | Thermostatic Mixing Valves | Enware water supply management system | Hydraulic Services | Thermostatic Mixing Valves | Enware |  |  | 1
#AST1344 |  | CRPP | Mainstream Accommodation 11 | GR | Ground | MA11-205 | Cell 5 | Hydraulics | 1 | CRPP-1-MA11-G-HYD-06 | 014745 | Thermostatic Mixing Valves | Enware water supply management system | Hydraulic Services | Thermostatic Mixing Valves | Enware |  |  | 1
#AST1345 |  | CRPP | Mainstream Accommodation 11 | GR | Ground | MA11-206 | Cell 6 | Hydraulics | 1 | CRPP-1-MA11-G-HYD-07 | 014746 | Thermostatic Mixing Valves | Enware water supply management system | Hydraulic Services | Thermostatic Mixing Valves | Enware |  |  | 1
#AST1346 |  | CRPP | Mainstream Accommodation 11 | GR | Ground | MA11-207 | Cell 7 | Hydraulics | 1 | CRPP-1-MA11-G-HYD-08 | 014747 | Thermostatic Mixing Valves | Enware water supply management system | Hydraulic Services | Thermostatic Mixing Valves | Enware |  |  | 1
#AST1347 |  | CRPP | Mainstream Accommodation 11 | GR | Ground | MA11-208 | Cell 8 | Hydraulics | 1 | CRPP-1-MA11-G-HYD-09 | 014748 | Thermostatic Mixing Valves | Enware water supply management system | Hydraulic Services | Thermostatic Mixing Valves | Enware |  |  | 1
#AST1348 |  | CRPP | Mainstream Accommodation 11 | GR | Ground | MA11-209 | Cell 9 | Hydraulics | 1 | CRPP-1-MA11-G-HYD-10 | 014749 | Thermostatic Mixing Valves | Enware water supply management system | Hydraulic Services | Thermostatic Mixing Valves | Enware |  |  | 1
#AST1349 |  | CRPP | Mainstream Accommodation 11 | GR | Ground | MA11-210 | Cell 10 | Hydraulics | 1 | CRPP-1-MA11-G-HYD-11 | 014750 | Thermostatic Mixing Valves | Enware water supply management system | Hydraulic Services | Thermostatic Mixing Valves | Enware |  |  | 1
#AST1350 |  | CRPP | Mainstream Accommodation 11 | GR | Ground | MA11-211 | Cell 11 | Hydraulics | 1 | CRPP-1-MA11-G-HYD-12 | 014751 | Thermostatic Mixing Valves | Enware water supply management system | Hydraulic Services | Thermostatic Mixing Valves | Enware |  |  | 1
#AST1351 |  | CRPP | Mainstream Accommodation 11 | GR | Ground | MA11-212 | Cell 12 | Hydraulics | 1 | CRPP-1-MA11-G-HYD-13 | 014752 | Thermostatic Mixing Valves | Enware water supply management system | Hydraulic Services | Thermostatic Mixing Valves | Enware |  |  | 1
#AST1352 |  | CRPP | Mainstream Accommodation 11 | GR | Ground | MA11-213 | Cell 13 | Hydraulics | 1 | CRPP-1-MA11-G-HYD-14 | 014753 | Thermostatic Mixing Valves | Enware water supply management system | Hydraulic Services | Thermostatic Mixing Valves | Enware |  |  | 1
#AST1353 |  | CRPP | Mainstream Accommodation 11 | GR | Ground | MA11-214 | Cell 14 | Hydraulics | 1 | CRPP-1-MA11-G-HYD-15 | 014754 | Thermostatic Mixing Valves | Enware water supply management system | Hydraulic Services | Thermostatic Mixing Valves | Enware |  |  | 1
#AST1354 |  | CRPP | Mainstream Accommodation 11 | GR | Ground | MA11-215 | Cell 15 | Hydraulics | 1 | CRPP-1-MA11-G-HYD-16 | 014755 | Thermostatic Mixing Valves | Enware water supply management system | Hydraulic Services | Thermostatic Mixing Valves | Enware |  |  | 1
#AST1355 |  | CRPP | Mainstream Accommodation 11 | GR | Ground | MA11-216 | Cell 16 | Hydraulics | 1 | CRPP-1-MA11-G-HYD-17 | 014756 | Thermostatic Mixing Valves | Enware water supply management system | Hydraulic Services | Thermostatic Mixing Valves | Enware |  |  | 1
#AST1356 |  | CRPP | Mainstream Accommodation 11 | GR | Ground | MA11-217 | Double Cell 17 | Hydraulics | 1 | CRPP-1-MA11-G-HYD-18 | 014757 | Thermostatic Mixing Valves | Enware water supply management system | Hydraulic Services | Thermostatic Mixing Valves | Enware |  |  | 1
#AST1357 |  | CRPP | Mainstream Accommodation 11 | GR | Ground | MA11-218 | Cell 18 (Acc) | Hydraulics | 1 | CRPP-1-MA11-G-HYD-19 | 014758 | Thermostatic Mixing Valves | Enware water supply management system | Hydraulic Services | Thermostatic Mixing Valves | Enware |  |  | 1
#AST1376 |  | CRPP | Mainstream Accommodation 11 | GR | Ground | MA11-237 | Cell 37 (Acc) | Hydraulics | 1 | CRPP-1-MA11-G-HYD-20 | 014799 | Thermostatic Mixing Valves | Enware water supply management system | Hydraulic Services | Thermostatic Mixing Valves | Enware |  |  | 1
#AST1377 |  | CRPP | Mainstream Accommodation 11 | GR | Ground | MA11-238 | Double Cell 38 | Hydraulics | 1 | CRPP-1-MA11-G-HYD-21 | 014784 | Thermostatic Mixing Valves | Enware water supply management system | Hydraulic Services | Thermostatic Mixing Valves | Enware |  |  | 1
#AST1378 |  | CRPP | Mainstream Accommodation 11 | GR | Ground | MA11-239 | Cell 39 | Hydraulics | 1 | CRPP-1-MA11-G-HYD-22 | 014785 | Thermostatic Mixing Valves | Enware water supply management system | Hydraulic Services | Thermostatic Mixing Valves | Enware |  |  | 1
#AST1379 |  | CRPP | Mainstream Accommodation 11 | GR | Ground | MA11-240 | Cell 40 | Hydraulics | 1 | CRPP-1-MA11-G-HYD-23 | 014786 | Thermostatic Mixing Valves | Enware water supply management system | Hydraulic Services | Thermostatic Mixing Valves | Enware |  |  | 1
#AST1380 |  | CRPP | Mainstream Accommodation 11 | GR | Ground | MA11-241 | Cell 41 | Hydraulics | 1 | CRPP-1-MA11-G-HYD-24 | 014787 | Thermostatic Mixing Valves | Enware water supply management system | Hydraulic Services | Thermostatic Mixing Valves | Enware |  |  | 1
#AST1381 |  | CRPP | Mainstream Accommodation 11 | GR | Ground | MA11-242 | Cell 42 | Hydraulics | 1 | CRPP-1-MA11-G-HYD-25 | 014788 | Thermostatic Mixing Valves | Enware water supply management system | Hydraulic Services | Thermostatic Mixing Valves | Enware |  |  | 1
#AST1382 |  | CRPP | Mainstream Accommodation 11 | GR | Ground | MA11-243 | Cell 43 | Hydraulics | 1 | CRPP-1-MA11-G-HYD-26 | 014789 | Thermostatic Mixing Valves | Enware water supply management system | Hydraulic Services | Thermostatic Mixing Valves | Enware |  |  | 1
#AST1383 |  | CRPP | Mainstream Accommodation 11 | GR | Ground | MA11-244 | Cell 44 | Hydraulics | 1 | CRPP-1-MA11-G-HYD-27 | 014790 | Thermostatic Mixing Valves | Enware water supply management system | Hydraulic Services | Thermostatic Mixing Valves | Enware |  |  | 1
#AST1384 |  | CRPP | Mainstream Accommodation 11 | GR | Ground | MA11-245 | Cell 45 | Hydraulics | 1 | CRPP-1-MA11-G-HYD-28 | 014791 | Thermostatic Mixing Valves | Enware water supply management system | Hydraulic Services | Thermostatic Mixing Valves | Enware |  |  | 1
#AST1385 |  | CRPP | Mainstream Accommodation 11 | GR | Ground | MA11-246 | Cell 46 | Hydraulics | 1 | CRPP-1-MA11-G-HYD-29 | 014792 | Thermostatic Mixing Valves | Enware water supply management system | Hydraulic Services | Thermostatic Mixing Valves | Enware |  |  | 1
#AST1386 |  | CRPP | Mainstream Accommodation 11 | GR | Ground | MA11-247 | Cell 47 | Hydraulics | 1 | CRPP-1-MA11-G-HYD-30 | 014793 | Thermostatic Mixing Valves | Enware water supply management system | Hydraulic Services | Thermostatic Mixing Valves | Enware |  |  | 1
#AST1387 |  | CRPP | Mainstream Accommodation 11 | GR | Ground | MA11-248 | Cell 48 | Hydraulics | 1 | CRPP-1-MA11-G-HYD-31 | 014794 | Thermostatic Mixing Valves | Enware water supply management system | Hydraulic Services | Thermostatic Mixing Valves | Enware |  |  | 1
#AST1388 |  | CRPP | Mainstream Accommodation 11 | GR | Ground | MA11-249 | Cell 49 | Hydraulics | 1 | CRPP-1-MA11-G-HYD-32 | 014795 | Thermostatic Mixing Valves | Enware water supply management system | Hydraulic Services | Thermostatic Mixing Valves | Enware |  |  | 1
#AST1389 |  | CRPP | Mainstream Accommodation 11 | GR | Ground | MA11-250 | Cell 50 | Hydraulics | 1 | CRPP-1-MA11-G-HYD-33 | 014796 | Thermostatic Mixing Valves | Enware water supply management system | Hydraulic Services | Thermostatic Mixing Valves | Enware |  |  | 1
#AST1390 |  | CRPP | Mainstream Accommodation 11 | GR | Ground | MA11-251 | Cell 51 | Hydraulics | 1 | CRPP-1-MA11-G-HYD-34 | 014797 | Thermostatic Mixing Valves | Enware water supply management system | Hydraulic Services | Thermostatic Mixing Valves | Enware |  |  | 1
#AST1391 |  | CRPP | Mainstream Accommodation 11 | GR | Ground | MA11-252 | Cell 52 | Hydraulics | 1 | CRPP-1-MA11-G-HYD-35 | 014798 | Thermostatic Mixing Valves | Enware water supply management system | Hydraulic Services | Thermostatic Mixing Valves | Enware |  |  | 1
#AST1392 |  | CRPP | Mainstream Accommodation 11 | GR | Ground | MA11-253 | Cell 53 | Hydraulics | 1 | CRPP-1-MA11-G-HYD-36 | 014800 | Thermostatic Mixing Valves | Enware water supply management system | Hydraulic Services | Thermostatic Mixing Valves | Enware |  |  | 1
#AST1393 |  | CRPP | Mainstream Accommodation 11 | GR | Ground | MA11-254 | Cell 54 | Hydraulics | 1 | CRPP-1-MA11-G-HYD-37 | 014801 | Thermostatic Mixing Valves | Enware water supply management system | Hydraulic Services | Thermostatic Mixing Valves | Enware |  |  | 1
#AST1358 |  | CRPP | Mainstream Accommodation 11 | L1 | Level 01 | MA11-219 | Cell 19 | Hydraulics | 1 | CRPP-1-MA11-L1-HYD-05 | 014760 | Thermostatic Mixing Valves | Enware water supply management system | Hydraulic Services | Thermostatic Mixing Valves | Enware |  |  | 1
#AST1359 |  | CRPP | Mainstream Accommodation 11 | L1 | Level 01 | MA11-220 | Cell 20 | Hydraulics | 1 | CRPP-1-MA11-L1-HYD-06 | 014761 | Thermostatic Mixing Valves | Enware water supply management system | Hydraulic Services | Thermostatic Mixing Valves | Enware |  |  | 1
#AST1360 |  | CRPP | Mainstream Accommodation 11 | L1 | Level 01 | MA11-221 | Cell 21 | Hydraulics | 1 | CRPP-1-MA11-L1-HYD-07 | 014762 | Thermostatic Mixing Valves | Enware water supply management system | Hydraulic Services | Thermostatic Mixing Valves | Enware |  |  | 1
#AST1361 |  | CRPP | Mainstream Accommodation 11 | L1 | Level 01 | MA11-222 | Cell 22 | Hydraulics | 1 | CRPP-1-MA11-L1-HYD-08 | 014763 | Thermostatic Mixing Valves | Enware water supply management system | Hydraulic Services | Thermostatic Mixing Valves | Enware |  |  | 1
#AST1362 |  | CRPP | Mainstream Accommodation 11 | L1 | Level 01 | MA11-223 | Cell 23 | Hydraulics | 1 | CRPP-1-MA11-L1-HYD-09 | 014764 | Thermostatic Mixing Valves | Enware water supply management system | Hydraulic Services | Thermostatic Mixing Valves | Enware |  |  | 1
#AST1363 |  | CRPP | Mainstream Accommodation 11 | L1 | Level 01 | MA11-224 | Cell 24 | Hydraulics | 1 | CRPP-1-MA11-L1-HYD-10 | 014765 | Thermostatic Mixing Valves | Enware water supply management system | Hydraulic Services | Thermostatic Mixing Valves | Enware |  |  | 1
#AST1364 |  | CRPP | Mainstream Accommodation 11 | L1 | Level 01 | MA11-225 | Cell 25 | Hydraulics | 1 | CRPP-1-MA11-L1-HYD-11 | 014766 | Thermostatic Mixing Valves | Enware water supply management system | Hydraulic Services | Thermostatic Mixing Valves | Enware |  |  | 1
#AST1365 |  | CRPP | Mainstream Accommodation 11 | L1 | Level 01 | MA11-226 | Cell 26 | Hydraulics | 1 | CRPP-1-MA11-L1-HYD-12 | 014767 | Thermostatic Mixing Valves | Enware water supply management system | Hydraulic Services | Thermostatic Mixing Valves | Enware |  |  | 1
#AST1366 |  | CRPP | Mainstream Accommodation 11 | L1 | Level 01 | MA11-227 | Cell 27 | Hydraulics | 1 | CRPP-1-MA11-L1-HYD-13 | 014768 | Thermostatic Mixing Valves | Enware water supply management system | Hydraulic Services | Thermostatic Mixing Valves | Enware |  |  | 1
#AST1367 |  | CRPP | Mainstream Accommodation 11 | L1 | Level 01 | MA11-228 | Cell 28 | Hydraulics | 1 | CRPP-1-MA11-L1-HYD-14 | 014769 | Thermostatic Mixing Valves | Enware water supply management system | Hydraulic Services | Thermostatic Mixing Valves | Enware |  |  | 1
#AST1368 |  | CRPP | Mainstream Accommodation 11 | L1 | Level 01 | MA11-229 | Cell 29 | Hydraulics | 1 | CRPP-1-MA11-L1-HYD-15 | 014770 | Thermostatic Mixing Valves | Enware water supply management system | Hydraulic Services | Thermostatic Mixing Valves | Enware |  |  | 1
#AST1369 |  | CRPP | Mainstream Accommodation 11 | L1 | Level 01 | MA11-230 | Cell 30 | Hydraulics | 1 | CRPP-1-MA11-L1-HYD-16 | 014771 | Thermostatic Mixing Valves | Enware water supply management system | Hydraulic Services | Thermostatic Mixing Valves | Enware |  |  | 1
#AST1370 |  | CRPP | Mainstream Accommodation 11 | L1 | Level 01 | MA11-231 | Cell 31 | Hydraulics | 1 | CRPP-1-MA11-L1-HYD-17 | 014772 | Thermostatic Mixing Valves | Enware water supply management system | Hydraulic Services | Thermostatic Mixing Valves | Enware |  |  | 1
#AST1371 |  | CRPP | Mainstream Accommodation 11 | L1 | Level 01 | MA11-232 | Cell 32 | Hydraulics | 1 | CRPP-1-MA11-L1-HYD-18 | 014773 | Thermostatic Mixing Valves | Enware water supply management system | Hydraulic Services | Thermostatic Mixing Valves | Enware |  |  | 1
#AST1372 |  | CRPP | Mainstream Accommodation 11 | L1 | Level 01 | MA11-233 | Cell 33 | Hydraulics | 1 | CRPP-1-MA11-L1-HYD-19 | 014774 | Thermostatic Mixing Valves | Enware water supply management system | Hydraulic Services | Thermostatic Mixing Valves | Enware |  |  | 1
#AST1373 |  | CRPP | Mainstream Accommodation 11 | L1 | Level 01 | MA11-234 | Cell 34 | Hydraulics | 1 | CRPP-1-MA11-L1-HYD-20 | 014775 | Thermostatic Mixing Valves | Enware water supply management system | Hydraulic Services | Thermostatic Mixing Valves | Enware |  |  | 1
#AST1374 |  | CRPP | Mainstream Accommodation 11 | L1 | Level 01 | MA11-235 | Double Cell 35 | Hydraulics | 1 | CRPP-1-MA11-L1-HYD-21 | 014776 | Thermostatic Mixing Valves | Enware water supply management system | Hydraulic Services | Thermostatic Mixing Valves | Enware |  |  | 1
#AST1375 |  | CRPP | Mainstream Accommodation 11 | L1 | Level 01 | MA11-236 | Double Cell 36 | Hydraulics | 1 | CRPP-1-MA11-L1-HYD-22 | 014777 | Thermostatic Mixing Valves | Enware water supply management system | Hydraulic Services | Thermostatic Mixing Valves | Enware |  |  | 1
#AST1394 |  | CRPP | Mainstream Accommodation 11 | L1 | Level 01 | MA11-255 | Double Cell 55 | Hydraulics | 1 | CRPP-1-MA11-L1-HYD-23 | 014802 | Thermostatic Mixing Valves | Enware water supply management system | Hydraulic Services | Thermostatic Mixing Valves | Enware |  |  | 1
#AST1395 |  | CRPP | Mainstream Accommodation 11 | L1 | Level 01 | MA11-256 | Double Cell 56 | Hydraulics | 1 | CRPP-1-MA11-L1-HYD-24 | 014803 | Thermostatic Mixing Valves | Enware water supply management system | Hydraulic Services | Thermostatic Mixing Valves | Enware |  |  | 1
#AST1396 |  | CRPP | Mainstream Accommodation 11 | L1 | Level 01 | MA11-257 | Cell 57 | Hydraulics | 1 | CRPP-1-MA11-L1-HYD-25 | 014804 | Thermostatic Mixing Valves | Enware water supply management system | Hydraulic Services | Thermostatic Mixing Valves | Enware |  |  | 1
#AST1397 |  | CRPP | Mainstream Accommodation 11 | L1 | Level 01 | MA11-258 | Cell 58 | Hydraulics | 1 | CRPP-1-MA11-L1-HYD-26 | 014805 | Thermostatic Mixing Valves | Enware water supply management system | Hydraulic Services | Thermostatic Mixing Valves | Enware |  |  | 1
#AST1398 |  | CRPP | Mainstream Accommodation 11 | L1 | Level 01 | MA11-259 | Cell 59 | Hydraulics | 1 | CRPP-1-MA11-L1-HYD-27 | 014806 | Thermostatic Mixing Valves | Enware water supply management system | Hydraulic Services | Thermostatic Mixing Valves | Enware |  |  | 1
#AST1399 |  | CRPP | Mainstream Accommodation 11 | L1 | Level 01 | MA11-260 | Cell 60 | Hydraulics | 1 | CRPP-1-MA11-L1-HYD-28 | 014807 | Thermostatic Mixing Valves | Enware water supply management system | Hydraulic Services | Thermostatic Mixing Valves | Enware |  |  | 1
#AST1400 |  | CRPP | Mainstream Accommodation 11 | L1 | Level 01 | MA11-261 | Cell 61 | Hydraulics | 1 | CRPP-1-MA11-L1-HYD-29 | 014808 | Thermostatic Mixing Valves | Enware water supply management system | Hydraulic Services | Thermostatic Mixing Valves | Enware |  |  | 1
#AST1401 |  | CRPP | Mainstream Accommodation 11 | L1 | Level 01 | MA11-262 | Cell 62 | Hydraulics | 1 | CRPP-1-MA11-L1-HYD-30 | 014809 | Thermostatic Mixing Valves | Enware water supply management system | Hydraulic Services | Thermostatic Mixing Valves | Enware |  |  | 1
#AST1402 |  | CRPP | Mainstream Accommodation 11 | L1 | Level 01 | MA11-263 | Cell 63 | Hydraulics | 1 | CRPP-1-MA11-L1-HYD-31 | 014810 | Thermostatic Mixing Valves | Enware water supply management system | Hydraulic Services | Thermostatic Mixing Valves | Enware |  |  | 1
#AST1403 |  | CRPP | Mainstream Accommodation 11 | L1 | Level 01 | MA11-264 | Cell 64 | Hydraulics | 1 | CRPP-1-MA11-L1-HYD-32 | 014811 | Thermostatic Mixing Valves | Enware water supply management system | Hydraulic Services | Thermostatic Mixing Valves | Enware |  |  | 1
#AST1404 |  | CRPP | Mainstream Accommodation 11 | L1 | Level 01 | MA11-265 | Cell 65 | Hydraulics | 1 | CRPP-1-MA11-L1-HYD-33 | 014812 | Thermostatic Mixing Valves | Enware water supply management system | Hydraulic Services | Thermostatic Mixing Valves | Enware |  |  | 1
#AST1405 |  | CRPP | Mainstream Accommodation 11 | L1 | Level 01 | MA11-266 | Cell 66 | Hydraulics | 1 | CRPP-1-MA11-L1-HYD-34 | 014813 | Thermostatic Mixing Valves | Enware water supply management system | Hydraulic Services | Thermostatic Mixing Valves | Enware |  |  | 1
#AST1406 |  | CRPP | Mainstream Accommodation 11 | L1 | Level 01 | MA11-267 | Cell 67 | Hydraulics | 1 | CRPP-1-MA11-L1-HYD-35 | 014814 | Thermostatic Mixing Valves | Enware water supply management system | Hydraulic Services | Thermostatic Mixing Valves | Enware |  |  | 1
#AST1407 |  | CRPP | Mainstream Accommodation 11 | L1 | Level 01 | MA11-268 | Cell 68 | Hydraulics | 1 | CRPP-1-MA11-L1-HYD-36 | 014815 | Thermostatic Mixing Valves | Enware water supply management system | Hydraulic Services | Thermostatic Mixing Valves | Enware |  |  | 1
#AST1408 |  | CRPP | Mainstream Accommodation 11 | L1 | Level 01 | MA11-269 | Cell 69 | Hydraulics | 1 | CRPP-1-MA11-L1-HYD-37 | 014816 | Thermostatic Mixing Valves | Enware water supply management system | Hydraulic Services | Thermostatic Mixing Valves | Enware |  |  | 1
#AST1409 |  | CRPP | Mainstream Accommodation 11 | L1 | Level 01 | MA11-270 | Cell 70 | Hydraulics | 1 | CRPP-1-MA11-L1-HYD-38 | 014817 | Thermostatic Mixing Valves | Enware water supply management system | Hydraulic Services | Thermostatic Mixing Valves | Enware |  |  | 1
#AST1410 |  | CRPP | Mainstream Accommodation 11 | L1 | Level 01 | MA11-271 | Cell 71 | Hydraulics | 1 | CRPP-1-MA11-L1-HYD-39 | 014818 | Thermostatic Mixing Valves | Enware water supply management system | Hydraulic Services | Thermostatic Mixing Valves | Enware |  |  | 1
#AST1411 |  | CRPP | Mainstream Accommodation 11 | L1 | Level 01 | MA11-272 | Cell 72 | Hydraulics | 1 | CRPP-1-MA11-L1-HYD-40 | 014819 | Thermostatic Mixing Valves | Enware water supply management system | Hydraulic Services | Thermostatic Mixing Valves | Enware |  |  | 1
#AST1498 |  | CRPP | Mainstream Accommodation 12 | L1 | Level 01 | MA12-104 | Mechanical Plant 1 | Hydraulics | 1 | CRPP-1-MA12-L1-HYD-42 | 014172 | Backflow Prevention Device | 20mm RPZD - DCW only | Hydraulic Services | Backflow Prevention Device | ZURN | Model 375 | B415846 | 1
#AST1496 |  | CRPP | Mainstream Accommodation 12 | GR | Ground | MA12-009 | Cleaners 1 | Hydraulics | 1 | CRPP-1-MA12-G-HYD-38 | 014117 | Backflow Prevention Device | 20mm RPZD in s/s enclosure w/glass viewing screen - DCW only | Hydraulic Services | Backflow Prevention Device | ZURN | Model 375 | B415723 | 1
#AST1497 |  | CRPP | Mainstream Accommodation 12 | GR | Ground | MA12-020 | Cleaners 2 | Hydraulics | 1 | CRPP-1-MA12-G-HYD-39 | 014120 | Backflow Prevention Device | 20mm RPZD in s/s enclosure w/glass viewing screen - DCW only | Hydraulic Services | Backflow Prevention Device | ZURN | Model 375 | B413689 | 1
#AST1421 |  | CRPP | Mainstream Accommodation 12 | L1 | Level 01 | MA12-103 | Hydraulic Plant | Hydraulics | 1 | CRPP-1-MA12-L1-HYD-03 | 014169 | Domestic Hot Water Service | Domestic hot water plant | Hydraulic Services | Hot Water Units Gas | Rheem | TP04 |  | 1
#AST1422 |  | CRPP | Mainstream Accommodation 12 | L1 | Level 01 | MA12-103 | Hydraulic Plant | Hydraulics | 1 | CRPP-1-MA12-L1-HYD-04 | 014167 | Backflow Prevention Device | Double check valve - Fire (50mm) | Hydraulic Services | Backflow Prevention Device | ZURN | Model 350 | B345857 | 1
#AST1419 | #AST4028 | CRPP | Mainstream Accommodation 12 | GR | Ground | MA12-011 | Store 2 | Hydraulics | 1 | CRPP-1-MA12-G-HYD-01 | 014273 | Thermostatic Mixing Valves | Enware Aquablend TMV - 20mm | Hydraulic Services | Thermostatic Mixing Valves | Enware | Aquablend 1500 |  | 1
#AST1423 |  | CRPP | Mainstream Accommodation 12 | GR | Ground | MA12-201 | Cell 1 | Hydraulics | 1 | CRPP-1-MA12-G-HYD-02 | 014079 | Thermostatic Mixing Valves | Enware water supply management system | Hydraulic Services | Thermostatic Mixing Valves | Enware |  |  | 1
#AST1424 |  | CRPP | Mainstream Accommodation 12 | GR | Ground | MA12-202 | Cell 2 | Hydraulics | 1 | CRPP-1-MA12-G-HYD-03 | 014080 | Thermostatic Mixing Valves | Enware water supply management system | Hydraulic Services | Thermostatic Mixing Valves | Enware |  |  | 1
#AST1425 |  | CRPP | Mainstream Accommodation 12 | GR | Ground | MA12-203 | Cell 3 | Hydraulics | 1 | CRPP-1-MA12-G-HYD-04 | 014081 | Thermostatic Mixing Valves | Enware water supply management system | Hydraulic Services | Thermostatic Mixing Valves | Enware |  |  | 1
#AST1426 |  | CRPP | Mainstream Accommodation 12 | GR | Ground | MA12-204 | Cell 4 | Hydraulics | 1 | CRPP-1-MA12-G-HYD-05 | 014082 | Thermostatic Mixing Valves | Enware water supply management system | Hydraulic Services | Thermostatic Mixing Valves | Enware |  |  | 1
#AST1427 |  | CRPP | Mainstream Accommodation 12 | GR | Ground | MA12-205 | Cell 5 | Hydraulics | 1 | CRPP-1-MA12-G-HYD-06 | 014083 | Thermostatic Mixing Valves | Enware water supply management system | Hydraulic Services | Thermostatic Mixing Valves | Enware |  |  | 1
#AST1428 |  | CRPP | Mainstream Accommodation 12 | GR | Ground | MA12-206 | Cell 6 | Hydraulics | 1 | CRPP-1-MA12-G-HYD-07 | 014084 | Thermostatic Mixing Valves | Enware water supply management system | Hydraulic Services | Thermostatic Mixing Valves | Enware |  |  | 1
#AST1429 |  | CRPP | Mainstream Accommodation 12 | GR | Ground | MA12-207 | Cell 7 | Hydraulics | 1 | CRPP-1-MA12-G-HYD-08 | 014085 | Thermostatic Mixing Valves | Enware water supply management system | Hydraulic Services | Thermostatic Mixing Valves | Enware |  |  | 1
#AST1430 |  | CRPP | Mainstream Accommodation 12 | GR | Ground | MA12-208 | Cell 8 | Hydraulics | 1 | CRPP-1-MA12-G-HYD-09 | 014086 | Thermostatic Mixing Valves | Enware water supply management system | Hydraulic Services | Thermostatic Mixing Valves | Enware |  |  | 1
#AST1431 |  | CRPP | Mainstream Accommodation 12 | GR | Ground | MA12-209 | Cell 9 | Hydraulics | 1 | CRPP-1-MA12-G-HYD-10 | 014087 | Thermostatic Mixing Valves | Enware water supply management system | Hydraulic Services | Thermostatic Mixing Valves | Enware |  |  | 1
#AST1432 |  | CRPP | Mainstream Accommodation 12 | GR | Ground | MA12-210 | Cell 10 | Hydraulics | 1 | CRPP-1-MA12-G-HYD-11 | 014088 | Thermostatic Mixing Valves | Enware water supply management system | Hydraulic Services | Thermostatic Mixing Valves | Enware |  |  | 1
#AST1433 |  | CRPP | Mainstream Accommodation 12 | GR | Ground | MA12-211 | Cell 11 | Hydraulics | 1 | CRPP-1-MA12-G-HYD-12 | 014089 | Thermostatic Mixing Valves | Enware water supply management system | Hydraulic Services | Thermostatic Mixing Valves | Enware |  |  | 1
#AST1434 |  | CRPP | Mainstream Accommodation 12 | GR | Ground | MA12-212 | Cell 12 | Hydraulics | 1 | CRPP-1-MA12-G-HYD-13 | 014090 | Thermostatic Mixing Valves | Enware water supply management system | Hydraulic Services | Thermostatic Mixing Valves | Enware |  |  | 1
#AST1435 |  | CRPP | Mainstream Accommodation 12 | GR | Ground | MA12-213 | Cell 13 | Hydraulics | 1 | CRPP-1-MA12-G-HYD-14 | 014091 | Thermostatic Mixing Valves | Enware water supply management system | Hydraulic Services | Thermostatic Mixing Valves | Enware |  |  | 1
#AST1436 |  | CRPP | Mainstream Accommodation 12 | GR | Ground | MA12-214 | Cell 14 | Hydraulics | 1 | CRPP-1-MA12-G-HYD-15 | 014092 | Thermostatic Mixing Valves | Enware water supply management system | Hydraulic Services | Thermostatic Mixing Valves | Enware |  |  | 1
#AST1437 |  | CRPP | Mainstream Accommodation 12 | GR | Ground | MA12-215 | Cell 15 | Hydraulics | 1 | CRPP-1-MA12-G-HYD-16 | 014093 | Thermostatic Mixing Valves | Enware water supply management system | Hydraulic Services | Thermostatic Mixing Valves | Enware |  |  | 1
#AST1438 |  | CRPP | Mainstream Accommodation 12 | GR | Ground | MA12-216 | Cell 16 | Hydraulics | 1 | CRPP-1-MA12-G-HYD-17 | 014094 | Thermostatic Mixing Valves | Enware water supply management system | Hydraulic Services | Thermostatic Mixing Valves | Enware |  |  | 1
#AST1439 |  | CRPP | Mainstream Accommodation 12 | GR | Ground | MA12-217 | Double Cell 17 | Hydraulics | 1 | CRPP-1-MA12-G-HYD-18 | 014095 | Thermostatic Mixing Valves | Enware water supply management system | Hydraulic Services | Thermostatic Mixing Valves | Enware |  |  | 1
#AST1440 |  | CRPP | Mainstream Accommodation 12 | GR | Ground | MA12-218 | Cell 18 (Acc) | Hydraulics | 1 | CRPP-1-MA12-G-HYD-19 | 014096 | Thermostatic Mixing Valves | Enware water supply management system | Hydraulic Services | Thermostatic Mixing Valves | Enware |  |  | 1
#AST1459 |  | CRPP | Mainstream Accommodation 12 | GR | Ground | MA12-237 | Cell 37 (Acc) | Hydraulics | 1 | CRPP-1-MA12-G-HYD-20 | 014165 | Thermostatic Mixing Valves | Enware water supply management system | Hydraulic Services | Thermostatic Mixing Valves | Enware |  |  | 1
#AST1460 |  | CRPP | Mainstream Accommodation 12 | GR | Ground | MA12-238 | Double Cell 38 | Hydraulics | 1 | CRPP-1-MA12-G-HYD-21 | 014123 | Thermostatic Mixing Valves | Enware water supply management system | Hydraulic Services | Thermostatic Mixing Valves | Enware |  |  | 1
#AST1461 |  | CRPP | Mainstream Accommodation 12 | GR | Ground | MA12-239 | Cell 39 | Hydraulics | 1 | CRPP-1-MA12-G-HYD-22 | 014124 | Thermostatic Mixing Valves | Enware water supply management system | Hydraulic Services | Thermostatic Mixing Valves | Enware |  |  | 1
#AST1462 |  | CRPP | Mainstream Accommodation 12 | GR | Ground | MA12-240 | Cell 40 | Hydraulics | 1 | CRPP-1-MA12-G-HYD-23 | 014125 | Thermostatic Mixing Valves | Enware water supply management system | Hydraulic Services | Thermostatic Mixing Valves | Enware |  |  | 1
#AST1463 |  | CRPP | Mainstream Accommodation 12 | GR | Ground | MA12-241 | Cell 41 | Hydraulics | 1 | CRPP-1-MA12-G-HYD-24 | 014126 | Thermostatic Mixing Valves | Enware water supply management system | Hydraulic Services | Thermostatic Mixing Valves | Enware |  |  | 1
#AST1464 |  | CRPP | Mainstream Accommodation 12 | GR | Ground | MA12-242 | Cell 42 | Hydraulics | 1 | CRPP-1-MA12-G-HYD-25 | 014127 | Thermostatic Mixing Valves | Enware water supply management system | Hydraulic Services | Thermostatic Mixing Valves | Enware |  |  | 1
#AST1465 |  | CRPP | Mainstream Accommodation 12 | GR | Ground | MA12-243 | Cell 43 | Hydraulics | 1 | CRPP-1-MA12-G-HYD-26 | 014128 | Thermostatic Mixing Valves | Enware water supply management system | Hydraulic Services | Thermostatic Mixing Valves | Enware |  |  | 1
#AST1466 |  | CRPP | Mainstream Accommodation 12 | GR | Ground | MA12-244 | Cell 44 | Hydraulics | 1 | CRPP-1-MA12-G-HYD-27 | 014129 | Thermostatic Mixing Valves | Enware water supply management system | Hydraulic Services | Thermostatic Mixing Valves | Enware |  |  | 1
#AST1467 |  | CRPP | Mainstream Accommodation 12 | GR | Ground | MA12-245 | Cell 45 | Hydraulics | 1 | CRPP-1-MA12-G-HYD-28 | 014130 | Thermostatic Mixing Valves | Enware water supply management system | Hydraulic Services | Thermostatic Mixing Valves | Enware |  |  | 1
#AST1468 |  | CRPP | Mainstream Accommodation 12 | GR | Ground | MA12-246 | Cell 46 | Hydraulics | 1 | CRPP-1-MA12-G-HYD-29 | 014131 | Thermostatic Mixing Valves | Enware water supply management system | Hydraulic Services | Thermostatic Mixing Valves | Enware |  |  | 1
#AST1469 |  | CRPP | Mainstream Accommodation 12 | GR | Ground | MA12-247 | Cell 47 | Hydraulics | 1 | CRPP-1-MA12-G-HYD-30 | 014132 | Thermostatic Mixing Valves | Enware water supply management system | Hydraulic Services | Thermostatic Mixing Valves | Enware |  |  | 1
#AST1470 |  | CRPP | Mainstream Accommodation 12 | GR | Ground | MA12-248 | Cell 48 | Hydraulics | 1 | CRPP-1-MA12-G-HYD-31 | 014133 | Thermostatic Mixing Valves | Enware water supply management system | Hydraulic Services | Thermostatic Mixing Valves | Enware |  |  | 1
#AST1471 |  | CRPP | Mainstream Accommodation 12 | GR | Ground | MA12-249 | Cell 49 | Hydraulics | 1 | CRPP-1-MA12-G-HYD-32 | 014134 | Thermostatic Mixing Valves | Enware water supply management system | Hydraulic Services | Thermostatic Mixing Valves | Enware |  |  | 1
#AST1472 |  | CRPP | Mainstream Accommodation 12 | GR | Ground | MA12-250 | Cell 50 | Hydraulics | 1 | CRPP-1-MA12-G-HYD-33 | 014135 | Thermostatic Mixing Valves | Enware water supply management system | Hydraulic Services | Thermostatic Mixing Valves | Enware |  |  | 1
#AST1473 |  | CRPP | Mainstream Accommodation 12 | GR | Ground | MA12-251 | Cell 51 | Hydraulics | 1 | CRPP-1-MA12-G-HYD-34 | 014136 | Thermostatic Mixing Valves | Enware water supply management system | Hydraulic Services | Thermostatic Mixing Valves | Enware |  |  | 1
#AST1474 |  | CRPP | Mainstream Accommodation 12 | GR | Ground | MA12-252 | Cell 52 | Hydraulics | 1 | CRPP-1-MA12-G-HYD-35 | 014137 | Thermostatic Mixing Valves | Enware water supply management system | Hydraulic Services | Thermostatic Mixing Valves | Enware |  |  | 1
#AST1475 |  | CRPP | Mainstream Accommodation 12 | GR | Ground | MA12-253 | Cell 53 | Hydraulics | 1 | CRPP-1-MA12-G-HYD-36 | 014138 | Thermostatic Mixing Valves | Enware water supply management system | Hydraulic Services | Thermostatic Mixing Valves | Enware |  |  | 1
#AST1476 |  | CRPP | Mainstream Accommodation 12 | GR | Ground | MA12-254 | Cell 54 | Hydraulics | 1 | CRPP-1-MA12-G-HYD-37 | 014139 | Thermostatic Mixing Valves | Enware water supply management system | Hydraulic Services | Thermostatic Mixing Valves | Enware |  |  | 1
#AST1441 |  | CRPP | Mainstream Accommodation 12 | L1 | Level 01 | MA12-219 | Cell 19 | Hydraulics | 1 | CRPP-1-MA12-L1-HYD-05 | 014097 | Thermostatic Mixing Valves | Enware water supply management system | Hydraulic Services | Thermostatic Mixing Valves | Enware |  |  | 1
#AST1442 |  | CRPP | Mainstream Accommodation 12 | L1 | Level 01 | MA12-220 | Cell 20 | Hydraulics | 1 | CRPP-1-MA12-L1-HYD-06 | 014098 | Thermostatic Mixing Valves | Enware water supply management system | Hydraulic Services | Thermostatic Mixing Valves | Enware |  |  | 1
#AST1443 |  | CRPP | Mainstream Accommodation 12 | L1 | Level 01 | MA12-221 | Cell 21 | Hydraulics | 1 | CRPP-1-MA12-L1-HYD-07 | 014099 | Thermostatic Mixing Valves | Enware water supply management system | Hydraulic Services | Thermostatic Mixing Valves | Enware |  |  | 1
#AST1444 |  | CRPP | Mainstream Accommodation 12 | L1 | Level 01 | MA12-222 | Cell 22 | Hydraulics | 1 | CRPP-1-MA12-L1-HYD-08 | 014100 | Thermostatic Mixing Valves | Enware water supply management system | Hydraulic Services | Thermostatic Mixing Valves | Enware |  |  | 1
#AST1445 |  | CRPP | Mainstream Accommodation 12 | L1 | Level 01 | MA12-223 | Cell 23 | Hydraulics | 1 | CRPP-1-MA12-L1-HYD-09 | 014101 | Thermostatic Mixing Valves | Enware water supply management system | Hydraulic Services | Thermostatic Mixing Valves | Enware |  |  | 1
#AST1446 |  | CRPP | Mainstream Accommodation 12 | L1 | Level 01 | MA12-224 | Cell 24 | Hydraulics | 1 | CRPP-1-MA12-L1-HYD-10 | 014102 | Thermostatic Mixing Valves | Enware water supply management system | Hydraulic Services | Thermostatic Mixing Valves | Enware |  |  | 1
#AST1447 |  | CRPP | Mainstream Accommodation 12 | L1 | Level 01 | MA12-225 | Cell 25 | Hydraulics | 1 | CRPP-1-MA12-L1-HYD-11 | 014103 | Thermostatic Mixing Valves | Enware water supply management system | Hydraulic Services | Thermostatic Mixing Valves | Enware |  |  | 1
#AST1448 |  | CRPP | Mainstream Accommodation 12 | L1 | Level 01 | MA12-226 | Cell 26 | Hydraulics | 1 | CRPP-1-MA12-L1-HYD-12 | 014104 | Thermostatic Mixing Valves | Enware water supply management system | Hydraulic Services | Thermostatic Mixing Valves | Enware |  |  | 1
#AST1449 |  | CRPP | Mainstream Accommodation 12 | L1 | Level 01 | MA12-227 | Cell 27 | Hydraulics | 1 | CRPP-1-MA12-L1-HYD-13 | 014105 | Thermostatic Mixing Valves | Enware water supply management system | Hydraulic Services | Thermostatic Mixing Valves | Enware |  |  | 1
#AST1450 |  | CRPP | Mainstream Accommodation 12 | L1 | Level 01 | MA12-228 | Cell 28 | Hydraulics | 1 | CRPP-1-MA12-L1-HYD-14 | 014106 | Thermostatic Mixing Valves | Enware water supply management system | Hydraulic Services | Thermostatic Mixing Valves | Enware |  |  | 1
#AST1451 |  | CRPP | Mainstream Accommodation 12 | L1 | Level 01 | MA12-229 | Cell 29 | Hydraulics | 1 | CRPP-1-MA12-L1-HYD-15 | 014107 | Thermostatic Mixing Valves | Enware water supply management system | Hydraulic Services | Thermostatic Mixing Valves | Enware |  |  | 1
#AST1452 |  | CRPP | Mainstream Accommodation 12 | L1 | Level 01 | MA12-230 | Cell 30 | Hydraulics | 1 | CRPP-1-MA12-L1-HYD-16 | 014108 | Thermostatic Mixing Valves | Enware water supply management system | Hydraulic Services | Thermostatic Mixing Valves | Enware |  |  | 1
#AST1453 |  | CRPP | Mainstream Accommodation 12 | L1 | Level 01 | MA12-231 | Cell 31 | Hydraulics | 1 | CRPP-1-MA12-L1-HYD-17 | 014109 | Thermostatic Mixing Valves | Enware water supply management system | Hydraulic Services | Thermostatic Mixing Valves | Enware |  |  | 1
#AST1454 |  | CRPP | Mainstream Accommodation 12 | L1 | Level 01 | MA12-232 | Cell 32 | Hydraulics | 1 | CRPP-1-MA12-L1-HYD-18 | 014110 | Thermostatic Mixing Valves | Enware water supply management system | Hydraulic Services | Thermostatic Mixing Valves | Enware |  |  | 1
#AST1455 |  | CRPP | Mainstream Accommodation 12 | L1 | Level 01 | MA12-233 | Cell 33 | Hydraulics | 1 | CRPP-1-MA12-L1-HYD-19 | 014111 | Thermostatic Mixing Valves | Enware water supply management system | Hydraulic Services | Thermostatic Mixing Valves | Enware |  |  | 1
#AST1456 |  | CRPP | Mainstream Accommodation 12 | L1 | Level 01 | MA12-234 | Cell 34 | Hydraulics | 1 | CRPP-1-MA12-L1-HYD-20 | 014112 | Thermostatic Mixing Valves | Enware water supply management system | Hydraulic Services | Thermostatic Mixing Valves | Enware |  |  | 1
#AST1457 |  | CRPP | Mainstream Accommodation 12 | L1 | Level 01 | MA12-235 | Double Cell 35 | Hydraulics | 1 | CRPP-1-MA12-L1-HYD-21 | 014113 | Thermostatic Mixing Valves | Enware water supply management system | Hydraulic Services | Thermostatic Mixing Valves | Enware |  |  | 1
#AST1458 |  | CRPP | Mainstream Accommodation 12 | L1 | Level 01 | MA12-236 | Double Cell 36 | Hydraulics | 1 | CRPP-1-MA12-L1-HYD-22 | 014114 | Thermostatic Mixing Valves | Enware water supply management system | Hydraulic Services | Thermostatic Mixing Valves | Enware |  |  | 1
#AST1477 |  | CRPP | Mainstream Accommodation 12 | L1 | Level 01 | MA12-255 | Double Cell 55 | Hydraulics | 1 | CRPP-1-MA12-L1-HYD-23 | 014141 | Thermostatic Mixing Valves | Enware water supply management system | Hydraulic Services | Thermostatic Mixing Valves | Enware |  |  | 1
#AST1478 |  | CRPP | Mainstream Accommodation 12 | L1 | Level 01 | MA12-256 | Double Cell 56 | Hydraulics | 1 | CRPP-1-MA12-L1-HYD-24 | 014142 | Thermostatic Mixing Valves | Enware water supply management system | Hydraulic Services | Thermostatic Mixing Valves | Enware |  |  | 1
#AST1479 |  | CRPP | Mainstream Accommodation 12 | L1 | Level 01 | MA12-257 | Cell 57 | Hydraulics | 1 | CRPP-1-MA12-L1-HYD-25 | 014143 | Thermostatic Mixing Valves | Enware water supply management system | Hydraulic Services | Thermostatic Mixing Valves | Enware |  |  | 1
#AST1480 |  | CRPP | Mainstream Accommodation 12 | L1 | Level 01 | MA12-258 | Cell 58 | Hydraulics | 1 | CRPP-1-MA12-L1-HYD-26 | 014144 | Thermostatic Mixing Valves | Enware water supply management system | Hydraulic Services | Thermostatic Mixing Valves | Enware |  |  | 1
#AST1481 |  | CRPP | Mainstream Accommodation 12 | L1 | Level 01 | MA12-259 | Cell 59 | Hydraulics | 1 | CRPP-1-MA12-L1-HYD-27 | 014145 | Thermostatic Mixing Valves | Enware water supply management system | Hydraulic Services | Thermostatic Mixing Valves | Enware |  |  | 1
#AST1482 |  | CRPP | Mainstream Accommodation 12 | L1 | Level 01 | MA12-260 | Cell 60 | Hydraulics | 1 | CRPP-1-MA12-L1-HYD-28 | 014146 | Thermostatic Mixing Valves | Enware water supply management system | Hydraulic Services | Thermostatic Mixing Valves | Enware |  |  | 1
#AST1483 |  | CRPP | Mainstream Accommodation 12 | L1 | Level 01 | MA12-261 | Cell 61 | Hydraulics | 1 | CRPP-1-MA12-L1-HYD-29 | 014147 | Thermostatic Mixing Valves | Enware water supply management system | Hydraulic Services | Thermostatic Mixing Valves | Enware |  |  | 1
#AST1484 |  | CRPP | Mainstream Accommodation 12 | L1 | Level 01 | MA12-262 | Cell 62 | Hydraulics | 1 | CRPP-1-MA12-L1-HYD-30 | 014148 | Thermostatic Mixing Valves | Enware water supply management system | Hydraulic Services | Thermostatic Mixing Valves | Enware |  |  | 1
#AST1485 |  | CRPP | Mainstream Accommodation 12 | L1 | Level 01 | MA12-263 | Cell 63 | Hydraulics | 1 | CRPP-1-MA12-L1-HYD-31 | 014149 | Thermostatic Mixing Valves | Enware water supply management system | Hydraulic Services | Thermostatic Mixing Valves | Enware |  |  | 1
#AST1486 |  | CRPP | Mainstream Accommodation 12 | L1 | Level 01 | MA12-264 | Cell 64 | Hydraulics | 1 | CRPP-1-MA12-L1-HYD-32 | 014150 | Thermostatic Mixing Valves | Enware water supply management system | Hydraulic Services | Thermostatic Mixing Valves | Enware |  |  | 1
#AST1487 |  | CRPP | Mainstream Accommodation 12 | L1 | Level 01 | MA12-265 | Cell 65 | Hydraulics | 1 | CRPP-1-MA12-L1-HYD-33 | 014151 | Thermostatic Mixing Valves | Enware water supply management system | Hydraulic Services | Thermostatic Mixing Valves | Enware |  |  | 1
#AST1488 |  | CRPP | Mainstream Accommodation 12 | L1 | Level 01 | MA12-266 | Cell 66 | Hydraulics | 1 | CRPP-1-MA12-L1-HYD-34 | 014152 | Thermostatic Mixing Valves | Enware water supply management system | Hydraulic Services | Thermostatic Mixing Valves | Enware |  |  | 1
#AST1489 |  | CRPP | Mainstream Accommodation 12 | L1 | Level 01 | MA12-267 | Cell 67 | Hydraulics | 1 | CRPP-1-MA12-L1-HYD-35 | 014153 | Thermostatic Mixing Valves | Enware water supply management system | Hydraulic Services | Thermostatic Mixing Valves | Enware |  |  | 1
#AST1490 |  | CRPP | Mainstream Accommodation 12 | L1 | Level 01 | MA12-268 | Cell 68 | Hydraulics | 1 | CRPP-1-MA12-L1-HYD-36 | 014154 | Thermostatic Mixing Valves | Enware water supply management system | Hydraulic Services | Thermostatic Mixing Valves | Enware |  |  | 1
#AST1491 |  | CRPP | Mainstream Accommodation 12 | L1 | Level 01 | MA12-269 | Cell 69 | Hydraulics | 1 | CRPP-1-MA12-L1-HYD-37 | 014155 | Thermostatic Mixing Valves | Enware water supply management system | Hydraulic Services | Thermostatic Mixing Valves | Enware |  |  | 1
#AST1492 |  | CRPP | Mainstream Accommodation 12 | L1 | Level 01 | MA12-270 | Cell 70 | Hydraulics | 1 | CRPP-1-MA12-L1-HYD-38 | 014156 | Thermostatic Mixing Valves | Enware water supply management system | Hydraulic Services | Thermostatic Mixing Valves | Enware |  |  | 1
#AST1493 |  | CRPP | Mainstream Accommodation 12 | L1 | Level 01 | MA12-271 | Cell 71 | Hydraulics | 1 | CRPP-1-MA12-L1-HYD-39 | 014157 | Thermostatic Mixing Valves | Enware water supply management system | Hydraulic Services | Thermostatic Mixing Valves | Enware |  |  | 1
#AST1494 |  | CRPP | Mainstream Accommodation 12 | L1 | Level 01 | MA12-272 | Cell 72 | Hydraulics | 1 | CRPP-1-MA12-L1-HYD-40 | 014158 | Thermostatic Mixing Valves | Enware water supply management system | Hydraulic Services | Thermostatic Mixing Valves | Enware |  |  | 1
#AST1581 |  | CRPP | Mainstream Accommodation 13 | L1 | Level 01 | MA13-104 | Mechanical Plant 1 | Hydraulics | 1 | CRPP-1-MA13-L1-HYD-42 | 013720 | Backflow Prevention Device | 20mm RPZD - DCW only | Hydraulic Services | Backflow Prevention Device | ZURN | Model 375 | B383061 | 1
#AST1579 |  | CRPP | Mainstream Accommodation 13 | GR | Ground | MA13-009 | Cleaners 1 | Hydraulics | 1 | CRPP-1-MA13-G-HYD-38 | 013678 | Backflow Prevention Device | 20mm RPZD in s/s enclosure w/glass viewing screen - DCW only | Hydraulic Services | Backflow Prevention Device | ZURN | Model 375 | B396134 | 1
#AST1580 |  | CRPP | Mainstream Accommodation 13 | GR | Ground | MA13-020 | Cleaners 2 | Hydraulics | 1 | CRPP-1-MA13-G-HYD-39 | 013679 | Backflow Prevention Device | 20mm RPZD in s/s enclosure w/glass viewing screen - DCW only | Hydraulic Services | Backflow Prevention Device | ZURN | Model 375 | B396111 | 1
#AST1504 |  | CRPP | Mainstream Accommodation 13 | L1 | Level 01 | MA13-103 | Hydraulic Plant | Hydraulics | 1 | CRPP-1-MA13-L1-HYD-03 | 013725 | Domestic Hot Water Service | Domestic hot water plant | Hydraulic Services | Hot Water Units Gas | Rheem | TP04 |  | 1
#AST1505 |  | CRPP | Mainstream Accommodation 13 | L1 | Level 01 | MA13-103 | Hydraulic Plant | Hydraulics | 1 | CRPP-1-MA13-L1-HYD-04 | 013724 | Backflow Prevention Device | Double check valve - Fire (50mm) | Hydraulic Services | Backflow Prevention Device | ZURN | Model 350 | B346698 | 1
#AST1502 | #AST4028 | CRPP | Mainstream Accommodation 13 | GR | Ground | MA13-011 | Store 2 | Hydraulics | 1 | CRPP-1-MA13-G-HYD-01 | 013987 | Thermostatic Mixing Valves | Enware Aquablend TMV - 20mm | Hydraulic Services | Thermostatic Mixing Valves | Enware | Aquablend 1500 |  | 1
#AST1506 |  | CRPP | Mainstream Accommodation 13 | GR | Ground | MA13-201 | Cell 1 | Hydraulics | 1 | CRPP-1-MA13-G-HYD-02 | 013660 | Thermostatic Mixing Valves | Enware water supply management system | Hydraulic Services | Thermostatic Mixing Valves | Enware |  |  | 1
#AST1507 |  | CRPP | Mainstream Accommodation 13 | GR | Ground | MA13-202 | Cell 2 | Hydraulics | 1 | CRPP-1-MA13-G-HYD-03 | 013661 | Thermostatic Mixing Valves | Enware water supply management system | Hydraulic Services | Thermostatic Mixing Valves | Enware |  |  | 1
#AST1508 |  | CRPP | Mainstream Accommodation 13 | GR | Ground | MA13-203 | Cell 3 | Hydraulics | 1 | CRPP-1-MA13-G-HYD-04 | 013662 | Thermostatic Mixing Valves | Enware water supply management system | Hydraulic Services | Thermostatic Mixing Valves | Enware |  |  | 1
#AST1509 |  | CRPP | Mainstream Accommodation 13 | GR | Ground | MA13-204 | Cell 4 | Hydraulics | 1 | CRPP-1-MA13-G-HYD-05 | 013663 | Thermostatic Mixing Valves | Enware water supply management system | Hydraulic Services | Thermostatic Mixing Valves | Enware |  |  | 1
#AST1510 |  | CRPP | Mainstream Accommodation 13 | GR | Ground | MA13-205 | Cell 5 | Hydraulics | 1 | CRPP-1-MA13-G-HYD-06 | 013664 | Thermostatic Mixing Valves | Enware water supply management system | Hydraulic Services | Thermostatic Mixing Valves | Enware |  |  | 1
#AST1511 |  | CRPP | Mainstream Accommodation 13 | GR | Ground | MA13-206 | Cell 6 | Hydraulics | 1 | CRPP-1-MA13-G-HYD-07 | 013665 | Thermostatic Mixing Valves | Enware water supply management system | Hydraulic Services | Thermostatic Mixing Valves | Enware |  |  | 1
#AST1512 |  | CRPP | Mainstream Accommodation 13 | GR | Ground | MA13-207 | Cell 7 | Hydraulics | 1 | CRPP-1-MA13-G-HYD-08 | 013666 | Thermostatic Mixing Valves | Enware water supply management system | Hydraulic Services | Thermostatic Mixing Valves | Enware |  |  | 1
#AST1513 |  | CRPP | Mainstream Accommodation 13 | GR | Ground | MA13-208 | Cell 8 | Hydraulics | 1 | CRPP-1-MA13-G-HYD-09 | 013667 | Thermostatic Mixing Valves | Enware water supply management system | Hydraulic Services | Thermostatic Mixing Valves | Enware |  |  | 1
#AST1514 |  | CRPP | Mainstream Accommodation 13 | GR | Ground | MA13-209 | Cell 9 | Hydraulics | 1 | CRPP-1-MA13-G-HYD-10 | 013668 | Thermostatic Mixing Valves | Enware water supply management system | Hydraulic Services | Thermostatic Mixing Valves | Enware |  |  | 1
#AST1515 |  | CRPP | Mainstream Accommodation 13 | GR | Ground | MA13-210 | Cell 10 | Hydraulics | 1 | CRPP-1-MA13-G-HYD-11 | 013669 | Thermostatic Mixing Valves | Enware water supply management system | Hydraulic Services | Thermostatic Mixing Valves | Enware |  |  | 1
#AST1516 |  | CRPP | Mainstream Accommodation 13 | GR | Ground | MA13-211 | Cell 11 | Hydraulics | 1 | CRPP-1-MA13-G-HYD-12 | 013670 | Thermostatic Mixing Valves | Enware water supply management system | Hydraulic Services | Thermostatic Mixing Valves | Enware |  |  | 1
#AST1517 |  | CRPP | Mainstream Accommodation 13 | GR | Ground | MA13-212 | Cell 12 | Hydraulics | 1 | CRPP-1-MA13-G-HYD-13 | 013671 | Thermostatic Mixing Valves | Enware water supply management system | Hydraulic Services | Thermostatic Mixing Valves | Enware |  |  | 1
#AST1518 |  | CRPP | Mainstream Accommodation 13 | GR | Ground | MA13-213 | Cell 13 | Hydraulics | 1 | CRPP-1-MA13-G-HYD-14 | 013672 | Thermostatic Mixing Valves | Enware water supply management system | Hydraulic Services | Thermostatic Mixing Valves | Enware |  |  | 1
#AST1519 |  | CRPP | Mainstream Accommodation 13 | GR | Ground | MA13-214 | Cell 14 | Hydraulics | 1 | CRPP-1-MA13-G-HYD-15 | 013673 | Thermostatic Mixing Valves | Enware water supply management system | Hydraulic Services | Thermostatic Mixing Valves | Enware |  |  | 1
#AST1520 |  | CRPP | Mainstream Accommodation 13 | GR | Ground | MA13-215 | Cell 15 | Hydraulics | 1 | CRPP-1-MA13-G-HYD-16 | 013674 | Thermostatic Mixing Valves | Enware water supply management system | Hydraulic Services | Thermostatic Mixing Valves | Enware |  |  | 1
#AST1521 |  | CRPP | Mainstream Accommodation 13 | GR | Ground | MA13-216 | Cell 16 | Hydraulics | 1 | CRPP-1-MA13-G-HYD-17 | 013675 | Thermostatic Mixing Valves | Enware water supply management system | Hydraulic Services | Thermostatic Mixing Valves | Enware |  |  | 1
#AST1522 |  | CRPP | Mainstream Accommodation 13 | GR | Ground | MA13-217 | Double Cell 17 | Hydraulics | 1 | CRPP-1-MA13-G-HYD-18 | 013676 | Thermostatic Mixing Valves | Enware water supply management system | Hydraulic Services | Thermostatic Mixing Valves | Enware |  |  | 1
#AST1523 |  | CRPP | Mainstream Accommodation 13 | GR | Ground | MA13-218 | Cell 18 (Acc) | Hydraulics | 1 | CRPP-1-MA13-G-HYD-19 | 013677 | Thermostatic Mixing Valves | Enware water supply management system | Hydraulic Services | Thermostatic Mixing Valves | Enware |  |  | 1
#AST1542 |  | CRPP | Mainstream Accommodation 13 | GR | Ground | MA13-237 | Cell 37 (Acc) | Hydraulics | 1 | CRPP-1-MA13-G-HYD-20 | 013680 | Thermostatic Mixing Valves | Enware water supply management system | Hydraulic Services | Thermostatic Mixing Valves | Enware |  |  | 1
#AST1543 |  | CRPP | Mainstream Accommodation 13 | GR | Ground | MA13-238 | Double Cell 38 | Hydraulics | 1 | CRPP-1-MA13-G-HYD-21 | 013681 | Thermostatic Mixing Valves | Enware water supply management system | Hydraulic Services | Thermostatic Mixing Valves | Enware |  |  | 1
#AST1544 |  | CRPP | Mainstream Accommodation 13 | GR | Ground | MA13-239 | Cell 39 | Hydraulics | 1 | CRPP-1-MA13-G-HYD-22 | 013682 | Thermostatic Mixing Valves | Enware water supply management system | Hydraulic Services | Thermostatic Mixing Valves | Enware |  |  | 1
#AST1545 |  | CRPP | Mainstream Accommodation 13 | GR | Ground | MA13-240 | Cell 40 | Hydraulics | 1 | CRPP-1-MA13-G-HYD-23 | 013683 | Thermostatic Mixing Valves | Enware water supply management system | Hydraulic Services | Thermostatic Mixing Valves | Enware |  |  | 1
#AST1546 |  | CRPP | Mainstream Accommodation 13 | GR | Ground | MA13-241 | Cell 41 | Hydraulics | 1 | CRPP-1-MA13-G-HYD-24 | 013684 | Thermostatic Mixing Valves | Enware water supply management system | Hydraulic Services | Thermostatic Mixing Valves | Enware |  |  | 1
#AST1547 |  | CRPP | Mainstream Accommodation 13 | GR | Ground | MA13-242 | Cell 42 | Hydraulics | 1 | CRPP-1-MA13-G-HYD-25 | 013685 | Thermostatic Mixing Valves | Enware water supply management system | Hydraulic Services | Thermostatic Mixing Valves | Enware |  |  | 1
#AST1548 |  | CRPP | Mainstream Accommodation 13 | GR | Ground | MA13-243 | Cell 43 | Hydraulics | 1 | CRPP-1-MA13-G-HYD-26 | 013686 | Thermostatic Mixing Valves | Enware water supply management system | Hydraulic Services | Thermostatic Mixing Valves | Enware |  |  | 1
#AST1549 |  | CRPP | Mainstream Accommodation 13 | GR | Ground | MA13-244 | Cell 44 | Hydraulics | 1 | CRPP-1-MA13-G-HYD-27 | 013687 | Thermostatic Mixing Valves | Enware water supply management system | Hydraulic Services | Thermostatic Mixing Valves | Enware |  |  | 1
#AST1550 |  | CRPP | Mainstream Accommodation 13 | GR | Ground | MA13-245 | Cell 45 | Hydraulics | 1 | CRPP-1-MA13-G-HYD-28 | 013688 | Thermostatic Mixing Valves | Enware water supply management system | Hydraulic Services | Thermostatic Mixing Valves | Enware |  |  | 1
#AST1551 |  | CRPP | Mainstream Accommodation 13 | GR | Ground | MA13-246 | Cell 46 | Hydraulics | 1 | CRPP-1-MA13-G-HYD-29 | 013689 | Thermostatic Mixing Valves | Enware water supply management system | Hydraulic Services | Thermostatic Mixing Valves | Enware |  |  | 1
#AST1552 |  | CRPP | Mainstream Accommodation 13 | GR | Ground | MA13-247 | Cell 47 | Hydraulics | 1 | CRPP-1-MA13-G-HYD-30 | 013690 | Thermostatic Mixing Valves | Enware water supply management system | Hydraulic Services | Thermostatic Mixing Valves | Enware |  |  | 1
#AST1553 |  | CRPP | Mainstream Accommodation 13 | GR | Ground | MA13-248 | Cell 48 | Hydraulics | 1 | CRPP-1-MA13-G-HYD-31 | 013691 | Thermostatic Mixing Valves | Enware water supply management system | Hydraulic Services | Thermostatic Mixing Valves | Enware |  |  | 1
#AST1554 |  | CRPP | Mainstream Accommodation 13 | GR | Ground | MA13-249 | Cell 49 | Hydraulics | 1 | CRPP-1-MA13-G-HYD-32 | 013692 | Thermostatic Mixing Valves | Enware water supply management system | Hydraulic Services | Thermostatic Mixing Valves | Enware |  |  | 1
#AST1555 |  | CRPP | Mainstream Accommodation 13 | GR | Ground | MA13-250 | Cell 50 | Hydraulics | 1 | CRPP-1-MA13-G-HYD-33 | 013693 | Thermostatic Mixing Valves | Enware water supply management system | Hydraulic Services | Thermostatic Mixing Valves | Enware |  |  | 1
#AST1556 |  | CRPP | Mainstream Accommodation 13 | GR | Ground | MA13-251 | Cell 51 | Hydraulics | 1 | CRPP-1-MA13-G-HYD-34 | 013694 | Thermostatic Mixing Valves | Enware water supply management system | Hydraulic Services | Thermostatic Mixing Valves | Enware |  |  | 1
#AST1557 |  | CRPP | Mainstream Accommodation 13 | GR | Ground | MA13-252 | Cell 52 | Hydraulics | 1 | CRPP-1-MA13-G-HYD-35 | 013695 | Thermostatic Mixing Valves | Enware water supply management system | Hydraulic Services | Thermostatic Mixing Valves | Enware |  |  | 1
#AST1558 |  | CRPP | Mainstream Accommodation 13 | GR | Ground | MA13-253 | Cell 53 | Hydraulics | 1 | CRPP-1-MA13-G-HYD-36 | 013696 | Thermostatic Mixing Valves | Enware water supply management system | Hydraulic Services | Thermostatic Mixing Valves | Enware |  |  | 1
#AST1559 |  | CRPP | Mainstream Accommodation 13 | GR | Ground | MA13-254 | Cell 54 | Hydraulics | 1 | CRPP-1-MA13-G-HYD-37 | 013697 | Thermostatic Mixing Valves | Enware water supply management system | Hydraulic Services | Thermostatic Mixing Valves | Enware |  |  | 1
#AST1524 |  | CRPP | Mainstream Accommodation 13 | L1 | Level 01 | MA13-219 | Cell 19 | Hydraulics | 1 | CRPP-1-MA13-L1-HYD-05 | 013744 | Thermostatic Mixing Valves | Enware water supply management system | Hydraulic Services | Thermostatic Mixing Valves | Enware |  |  | 1
#AST1525 |  | CRPP | Mainstream Accommodation 13 | L1 | Level 01 | MA13-220 | Cell 20 | Hydraulics | 1 | CRPP-1-MA13-L1-HYD-06 | 013745 | Thermostatic Mixing Valves | Enware water supply management system | Hydraulic Services | Thermostatic Mixing Valves | Enware |  |  | 1
#AST1526 |  | CRPP | Mainstream Accommodation 13 | L1 | Level 01 | MA13-221 | Cell 21 | Hydraulics | 1 | CRPP-1-MA13-L1-HYD-07 | 013736 | Thermostatic Mixing Valves | Enware water supply management system | Hydraulic Services | Thermostatic Mixing Valves | Enware |  |  | 1
#AST1527 |  | CRPP | Mainstream Accommodation 13 | L1 | Level 01 | MA13-222 | Cell 22 | Hydraulics | 1 | CRPP-1-MA13-L1-HYD-08 | 013737 | Thermostatic Mixing Valves | Enware water supply management system | Hydraulic Services | Thermostatic Mixing Valves | Enware |  |  | 1
#AST1528 |  | CRPP | Mainstream Accommodation 13 | L1 | Level 01 | MA13-223 | Cell 23 | Hydraulics | 1 | CRPP-1-MA13-L1-HYD-09 | 013738 | Thermostatic Mixing Valves | Enware water supply management system | Hydraulic Services | Thermostatic Mixing Valves | Enware |  |  | 1
#AST1529 |  | CRPP | Mainstream Accommodation 13 | L1 | Level 01 | MA13-224 | Cell 24 | Hydraulics | 1 | CRPP-1-MA13-L1-HYD-10 | 013739 | Thermostatic Mixing Valves | Enware water supply management system | Hydraulic Services | Thermostatic Mixing Valves | Enware |  |  | 1
#AST1530 |  | CRPP | Mainstream Accommodation 13 | L1 | Level 01 | MA13-225 | Cell 25 | Hydraulics | 1 | CRPP-1-MA13-L1-HYD-11 | 013740 | Thermostatic Mixing Valves | Enware water supply management system | Hydraulic Services | Thermostatic Mixing Valves | Enware |  |  | 1
#AST1531 |  | CRPP | Mainstream Accommodation 13 | L1 | Level 01 | MA13-226 | Cell 26 | Hydraulics | 1 | CRPP-1-MA13-L1-HYD-12 | 013741 | Thermostatic Mixing Valves | Enware water supply management system | Hydraulic Services | Thermostatic Mixing Valves | Enware |  |  | 1
#AST1532 |  | CRPP | Mainstream Accommodation 13 | L1 | Level 01 | MA13-227 | Cell 27 | Hydraulics | 1 | CRPP-1-MA13-L1-HYD-13 | 013742 | Thermostatic Mixing Valves | Enware water supply management system | Hydraulic Services | Thermostatic Mixing Valves | Enware |  |  | 1
#AST1533 |  | CRPP | Mainstream Accommodation 13 | L1 | Level 01 | MA13-228 | Cell 28 | Hydraulics | 1 | CRPP-1-MA13-L1-HYD-14 | 013743 | Thermostatic Mixing Valves | Enware water supply management system | Hydraulic Services | Thermostatic Mixing Valves | Enware |  |  | 1
#AST1534 |  | CRPP | Mainstream Accommodation 13 | L1 | Level 01 | MA13-229 | Cell 29 | Hydraulics | 1 | CRPP-1-MA13-L1-HYD-15 | 013735 | Thermostatic Mixing Valves | Enware water supply management system | Hydraulic Services | Thermostatic Mixing Valves | Enware |  |  | 1
#AST1535 |  | CRPP | Mainstream Accommodation 13 | L1 | Level 01 | MA13-230 | Cell 30 | Hydraulics | 1 | CRPP-1-MA13-L1-HYD-16 | 013734 | Thermostatic Mixing Valves | Enware water supply management system | Hydraulic Services | Thermostatic Mixing Valves | Enware |  |  | 1
#AST1536 |  | CRPP | Mainstream Accommodation 13 | L1 | Level 01 | MA13-231 | Cell 31 | Hydraulics | 1 | CRPP-1-MA13-L1-HYD-17 | 013733 | Thermostatic Mixing Valves | Enware water supply management system | Hydraulic Services | Thermostatic Mixing Valves | Enware |  |  | 1
#AST1537 |  | CRPP | Mainstream Accommodation 13 | L1 | Level 01 | MA13-232 | Cell 32 | Hydraulics | 1 | CRPP-1-MA13-L1-HYD-18 | 013732 | Thermostatic Mixing Valves | Enware water supply management system | Hydraulic Services | Thermostatic Mixing Valves | Enware |  |  | 1
#AST1538 |  | CRPP | Mainstream Accommodation 13 | L1 | Level 01 | MA13-233 | Cell 33 | Hydraulics | 1 | CRPP-1-MA13-L1-HYD-19 | 013731 | Thermostatic Mixing Valves | Enware water supply management system | Hydraulic Services | Thermostatic Mixing Valves | Enware |  |  | 1
#AST1539 |  | CRPP | Mainstream Accommodation 13 | L1 | Level 01 | MA13-234 | Cell 34 | Hydraulics | 1 | CRPP-1-MA13-L1-HYD-20 | 013730 | Thermostatic Mixing Valves | Enware water supply management system | Hydraulic Services | Thermostatic Mixing Valves | Enware |  |  | 1
#AST1540 |  | CRPP | Mainstream Accommodation 13 | L1 | Level 01 | MA13-235 | Double Cell 35 | Hydraulics | 1 | CRPP-1-MA13-L1-HYD-21 | 013729 | Thermostatic Mixing Valves | Enware water supply management system | Hydraulic Services | Thermostatic Mixing Valves | Enware |  |  | 1
#AST1541 |  | CRPP | Mainstream Accommodation 13 | L1 | Level 01 | MA13-236 | Double Cell 36 | Hydraulics | 1 | CRPP-1-MA13-L1-HYD-22 | 013728 | Thermostatic Mixing Valves | Enware water supply management system | Hydraulic Services | Thermostatic Mixing Valves | Enware |  |  | 1
#AST1560 |  | CRPP | Mainstream Accommodation 13 | L1 | Level 01 | MA13-255 | Double Cell 55 | Hydraulics | 1 | CRPP-1-MA13-L1-HYD-23 | 013699 | Thermostatic Mixing Valves | Enware water supply management system | Hydraulic Services | Thermostatic Mixing Valves | Enware |  |  | 1
#AST1561 |  | CRPP | Mainstream Accommodation 13 | L1 | Level 01 | MA13-256 | Double Cell 56 | Hydraulics | 1 | CRPP-1-MA13-L1-HYD-24 | 013700 | Thermostatic Mixing Valves | Enware water supply management system | Hydraulic Services | Thermostatic Mixing Valves | Enware |  |  | 1
#AST1562 |  | CRPP | Mainstream Accommodation 13 | L1 | Level 01 | MA13-257 | Cell 57 | Hydraulics | 1 | CRPP-1-MA13-L1-HYD-25 | 013701 | Thermostatic Mixing Valves | Enware water supply management system | Hydraulic Services | Thermostatic Mixing Valves | Enware |  |  | 1
#AST1563 |  | CRPP | Mainstream Accommodation 13 | L1 | Level 01 | MA13-258 | Cell 58 | Hydraulics | 1 | CRPP-1-MA13-L1-HYD-26 | 013702 | Thermostatic Mixing Valves | Enware water supply management system | Hydraulic Services | Thermostatic Mixing Valves | Enware |  |  | 1
#AST1564 |  | CRPP | Mainstream Accommodation 13 | L1 | Level 01 | MA13-259 | Cell 59 | Hydraulics | 1 | CRPP-1-MA13-L1-HYD-27 | 013704 | Thermostatic Mixing Valves | Enware water supply management system | Hydraulic Services | Thermostatic Mixing Valves | Enware |  |  | 1
#AST1565 |  | CRPP | Mainstream Accommodation 13 | L1 | Level 01 | MA13-260 | Cell 60 | Hydraulics | 1 | CRPP-1-MA13-L1-HYD-28 | 013703 | Thermostatic Mixing Valves | Enware water supply management system | Hydraulic Services | Thermostatic Mixing Valves | Enware |  |  | 1
#AST1566 |  | CRPP | Mainstream Accommodation 13 | L1 | Level 01 | MA13-261 | Cell 61 | Hydraulics | 1 | CRPP-1-MA13-L1-HYD-29 | 013705 | Thermostatic Mixing Valves | Enware water supply management system | Hydraulic Services | Thermostatic Mixing Valves | Enware |  |  | 1
#AST1567 |  | CRPP | Mainstream Accommodation 13 | L1 | Level 01 | MA13-262 | Cell 62 | Hydraulics | 1 | CRPP-1-MA13-L1-HYD-30 | 013706 | Thermostatic Mixing Valves | Enware water supply management system | Hydraulic Services | Thermostatic Mixing Valves | Enware |  |  | 1
#AST1568 |  | CRPP | Mainstream Accommodation 13 | L1 | Level 01 | MA13-263 | Cell 63 | Hydraulics | 1 | CRPP-1-MA13-L1-HYD-31 | 013716 | Thermostatic Mixing Valves | Enware water supply management system | Hydraulic Services | Thermostatic Mixing Valves | Enware |  |  | 1
#AST1569 |  | CRPP | Mainstream Accommodation 13 | L1 | Level 01 | MA13-264 | Cell 64 | Hydraulics | 1 | CRPP-1-MA13-L1-HYD-32 | 013715 | Thermostatic Mixing Valves | Enware water supply management system | Hydraulic Services | Thermostatic Mixing Valves | Enware |  |  | 1
#AST1570 |  | CRPP | Mainstream Accommodation 13 | L1 | Level 01 | MA13-265 | Cell 65 | Hydraulics | 1 | CRPP-1-MA13-L1-HYD-33 | 013714 | Thermostatic Mixing Valves | Enware water supply management system | Hydraulic Services | Thermostatic Mixing Valves | Enware |  |  | 1
#AST1571 |  | CRPP | Mainstream Accommodation 13 | L1 | Level 01 | MA13-266 | Cell 66 | Hydraulics | 1 | CRPP-1-MA13-L1-HYD-34 | 013713 | Thermostatic Mixing Valves | Enware water supply management system | Hydraulic Services | Thermostatic Mixing Valves | Enware |  |  | 1
#AST1572 |  | CRPP | Mainstream Accommodation 13 | L1 | Level 01 | MA13-267 | Cell 67 | Hydraulics | 1 | CRPP-1-MA13-L1-HYD-35 | 013712 | Thermostatic Mixing Valves | Enware water supply management system | Hydraulic Services | Thermostatic Mixing Valves | Enware |  |  | 1
#AST1573 |  | CRPP | Mainstream Accommodation 13 | L1 | Level 01 | MA13-268 | Cell 68 | Hydraulics | 1 | CRPP-1-MA13-L1-HYD-36 | 013711 | Thermostatic Mixing Valves | Enware water supply management system | Hydraulic Services | Thermostatic Mixing Valves | Enware |  |  | 1
#AST1574 |  | CRPP | Mainstream Accommodation 13 | L1 | Level 01 | MA13-269 | Cell 69 | Hydraulics | 1 | CRPP-1-MA13-L1-HYD-37 | 013710 | Thermostatic Mixing Valves | Enware water supply management system | Hydraulic Services | Thermostatic Mixing Valves | Enware |  |  | 1
#AST1575 |  | CRPP | Mainstream Accommodation 13 | L1 | Level 01 | MA13-270 | Cell 70 | Hydraulics | 1 | CRPP-1-MA13-L1-HYD-38 | 013709 | Thermostatic Mixing Valves | Enware water supply management system | Hydraulic Services | Thermostatic Mixing Valves | Enware |  |  | 1
#AST1576 |  | CRPP | Mainstream Accommodation 13 | L1 | Level 01 | MA13-271 | Cell 71 | Hydraulics | 1 | CRPP-1-MA13-L1-HYD-39 | 013707 | Thermostatic Mixing Valves | Enware water supply management system | Hydraulic Services | Thermostatic Mixing Valves | Enware |  |  | 1
#AST1577 |  | CRPP | Mainstream Accommodation 13 | L1 | Level 01 | MA13-272 | Cell 72 | Hydraulics | 1 | CRPP-1-MA13-L1-HYD-40 | 013708 | Thermostatic Mixing Valves | Enware water supply management system | Hydraulic Services | Thermostatic Mixing Valves | Enware |  |  | 1
#AST1664 |  | CRPP | Mainstream Accommodation 14 | L1 | Level 01 | MA14-104 | Mechanical Plant 1 | Hydraulics | 1 | CRPP-1-MA14-L1-HYD-42 | 013566 | Backflow Prevention Device | 20mm RPZD - DCW only | Hydraulic Services | Backflow Prevention Device | ZURN | Model 375 | B383093 | 1
#AST1662 |  | CRPP | Mainstream Accommodation 14 | GR | Ground | MA14-009 | Cleaners 1 | Hydraulics | 1 | CRPP-1-MA14-G-HYD-38 | 013500 | Backflow Prevention Device | 20mm RPZD in s/s enclosure w/glass viewing screen - DCW only | Hydraulic Services | Backflow Prevention Device | ZURN | Model 375 | B396120 | 1
#AST1663 |  | CRPP | Mainstream Accommodation 14 | GR | Ground | MA14-020 | Cleaners 2 | Hydraulics | 1 | CRPP-1-MA14-G-HYD-39 | 013523 | Backflow Prevention Device | 20mm RPZD in s/s enclosure w/glass viewing screen - DCW only | Hydraulic Services | Backflow Prevention Device | ZURN | Model 375 | B370109 | 1
#AST1587 |  | CRPP | Mainstream Accommodation 14 | L1 | Level 01 | MA14-103 | Hydraulic Plant | Hydraulics | 1 | CRPP-1-MA14-L1-HYD-03 | 013570 | Domestic Hot Water Service | Domestic hot water plant | Hydraulic Services | Hot Water Units Gas | Rheem | TP04 |  | 1
#AST1588 |  | CRPP | Mainstream Accommodation 14 | L1 | Level 01 | MA14-103 | Hydraulic Plant | Hydraulics | 1 | CRPP-1-MA14-L1-HYD-04 | 013568 | Backflow Prevention Device | Double check valve - Fire (50mm) | Hydraulic Services | Backflow Prevention Device | ZURN | Model 350 | B346655 | 1
#AST1585 | #AST4028 | CRPP | Mainstream Accommodation 14 | GR | Ground | MA14-011 | Store 2 | Hydraulics | 1 | CRPP-1-MA14-G-HYD-01 | 013384 | Thermostatic Mixing Valves | Enware Aquablend TMV - 20mm | Hydraulic Services | Thermostatic Mixing Valves | Enware | Aquablend 1500 |  | 1
#AST1589 |  | CRPP | Mainstream Accommodation 14 | GR | Ground | MA14-201 | Cell 1 | Hydraulics | 1 | CRPP-1-MA14-G-HYD-02 | 013480 | Thermostatic Mixing Valves | Enware water supply management system | Hydraulic Services | Thermostatic Mixing Valves | Enware |  |  | 1
#AST1590 |  | CRPP | Mainstream Accommodation 14 | GR | Ground | MA14-202 | Cell 2 | Hydraulics | 1 | CRPP-1-MA14-G-HYD-03 | 013481 | Thermostatic Mixing Valves | Enware water supply management system | Hydraulic Services | Thermostatic Mixing Valves | Enware |  |  | 1
#AST1591 |  | CRPP | Mainstream Accommodation 14 | GR | Ground | MA14-203 | Cell 3 | Hydraulics | 1 | CRPP-1-MA14-G-HYD-04 | 013482 | Thermostatic Mixing Valves | Enware water supply management system | Hydraulic Services | Thermostatic Mixing Valves | Enware |  |  | 1
#AST1592 |  | CRPP | Mainstream Accommodation 14 | GR | Ground | MA14-204 | Cell 4 | Hydraulics | 1 | CRPP-1-MA14-G-HYD-05 | 013483 | Thermostatic Mixing Valves | Enware water supply management system | Hydraulic Services | Thermostatic Mixing Valves | Enware |  |  | 1
#AST1593 |  | CRPP | Mainstream Accommodation 14 | GR | Ground | MA14-205 | Cell 5 | Hydraulics | 1 | CRPP-1-MA14-G-HYD-06 | 013484 | Thermostatic Mixing Valves | Enware water supply management system | Hydraulic Services | Thermostatic Mixing Valves | Enware |  |  | 1
#AST1594 |  | CRPP | Mainstream Accommodation 14 | GR | Ground | MA14-206 | Cell 6 | Hydraulics | 1 | CRPP-1-MA14-G-HYD-07 | 013485 | Thermostatic Mixing Valves | Enware water supply management system | Hydraulic Services | Thermostatic Mixing Valves | Enware |  |  | 1
#AST1595 |  | CRPP | Mainstream Accommodation 14 | GR | Ground | MA14-207 | Cell 7 | Hydraulics | 1 | CRPP-1-MA14-G-HYD-08 | 013486 | Thermostatic Mixing Valves | Enware water supply management system | Hydraulic Services | Thermostatic Mixing Valves | Enware |  |  | 1
#AST1596 |  | CRPP | Mainstream Accommodation 14 | GR | Ground | MA14-208 | Cell 8 | Hydraulics | 1 | CRPP-1-MA14-G-HYD-09 | 013487 | Thermostatic Mixing Valves | Enware water supply management system | Hydraulic Services | Thermostatic Mixing Valves | Enware |  |  | 1
#AST1597 |  | CRPP | Mainstream Accommodation 14 | GR | Ground | MA14-209 | Cell 9 | Hydraulics | 1 | CRPP-1-MA14-G-HYD-10 | 013488 | Thermostatic Mixing Valves | Enware water supply management system | Hydraulic Services | Thermostatic Mixing Valves | Enware |  |  | 1
#AST1598 |  | CRPP | Mainstream Accommodation 14 | GR | Ground | MA14-210 | Cell 10 | Hydraulics | 1 | CRPP-1-MA14-G-HYD-11 | 013489 | Thermostatic Mixing Valves | Enware water supply management system | Hydraulic Services | Thermostatic Mixing Valves | Enware |  |  | 1
#AST1599 |  | CRPP | Mainstream Accommodation 14 | GR | Ground | MA14-211 | Cell 11 | Hydraulics | 1 | CRPP-1-MA14-G-HYD-12 | 013490 | Thermostatic Mixing Valves | Enware water supply management system | Hydraulic Services | Thermostatic Mixing Valves | Enware |  |  | 1
#AST1600 |  | CRPP | Mainstream Accommodation 14 | GR | Ground | MA14-212 | Cell 12 | Hydraulics | 1 | CRPP-1-MA14-G-HYD-13 | 013491 | Thermostatic Mixing Valves | Enware water supply management system | Hydraulic Services | Thermostatic Mixing Valves | Enware |  |  | 1
#AST1601 |  | CRPP | Mainstream Accommodation 14 | GR | Ground | MA14-213 | Cell 13 | Hydraulics | 1 | CRPP-1-MA14-G-HYD-14 | 013492 | Thermostatic Mixing Valves | Enware water supply management system | Hydraulic Services | Thermostatic Mixing Valves | Enware |  |  | 1
#AST1602 |  | CRPP | Mainstream Accommodation 14 | GR | Ground | MA14-214 | Cell 14 | Hydraulics | 1 | CRPP-1-MA14-G-HYD-15 | 013493 | Thermostatic Mixing Valves | Enware water supply management system | Hydraulic Services | Thermostatic Mixing Valves | Enware |  |  | 1
#AST1603 |  | CRPP | Mainstream Accommodation 14 | GR | Ground | MA14-215 | Cell 15 | Hydraulics | 1 | CRPP-1-MA14-G-HYD-16 | 013494 | Thermostatic Mixing Valves | Enware water supply management system | Hydraulic Services | Thermostatic Mixing Valves | Enware |  |  | 1
#AST1604 |  | CRPP | Mainstream Accommodation 14 | GR | Ground | MA14-216 | Cell 16 | Hydraulics | 1 | CRPP-1-MA14-G-HYD-17 | 013495 | Thermostatic Mixing Valves | Enware water supply management system | Hydraulic Services | Thermostatic Mixing Valves | Enware |  |  | 1
#AST1605 |  | CRPP | Mainstream Accommodation 14 | GR | Ground | MA14-217 | Double Cell 17 | Hydraulics | 1 | CRPP-1-MA14-G-HYD-18 | 013496 | Thermostatic Mixing Valves | Enware water supply management system | Hydraulic Services | Thermostatic Mixing Valves | Enware |  |  | 1
#AST1606 |  | CRPP | Mainstream Accommodation 14 | GR | Ground | MA14-218 | Cell 18 (Acc) | Hydraulics | 1 | CRPP-1-MA14-G-HYD-19 | 013497 | Thermostatic Mixing Valves | Enware water supply management system | Hydraulic Services | Thermostatic Mixing Valves | Enware |  |  | 1
#AST1625 |  | CRPP | Mainstream Accommodation 14 | GR | Ground | MA14-237 | Cell 37 (Acc) | Hydraulics | 1 | CRPP-1-MA14-G-HYD-20 | 013526 | Thermostatic Mixing Valves | Enware water supply management system | Hydraulic Services | Thermostatic Mixing Valves | Enware |  |  | 1
#AST1626 |  | CRPP | Mainstream Accommodation 14 | GR | Ground | MA14-238 | Double Cell 38 | Hydraulics | 1 | CRPP-1-MA14-G-HYD-21 | 013527 | Thermostatic Mixing Valves | Enware water supply management system | Hydraulic Services | Thermostatic Mixing Valves | Enware |  |  | 1
#AST1627 |  | CRPP | Mainstream Accommodation 14 | GR | Ground | MA14-239 | Cell 39 | Hydraulics | 1 | CRPP-1-MA14-G-HYD-22 | 013528 | Thermostatic Mixing Valves | Enware water supply management system | Hydraulic Services | Thermostatic Mixing Valves | Enware |  |  | 1
#AST1628 |  | CRPP | Mainstream Accommodation 14 | GR | Ground | MA14-240 | Cell 40 | Hydraulics | 1 | CRPP-1-MA14-G-HYD-23 | 013529 | Thermostatic Mixing Valves | Enware water supply management system | Hydraulic Services | Thermostatic Mixing Valves | Enware |  |  | 1
#AST1629 |  | CRPP | Mainstream Accommodation 14 | GR | Ground | MA14-241 | Cell 41 | Hydraulics | 1 | CRPP-1-MA14-G-HYD-24 | 013530 | Thermostatic Mixing Valves | Enware water supply management system | Hydraulic Services | Thermostatic Mixing Valves | Enware |  |  | 1
#AST1630 |  | CRPP | Mainstream Accommodation 14 | GR | Ground | MA14-242 | Cell 42 | Hydraulics | 1 | CRPP-1-MA14-G-HYD-25 | 013531 | Thermostatic Mixing Valves | Enware water supply management system | Hydraulic Services | Thermostatic Mixing Valves | Enware |  |  | 1
#AST1631 |  | CRPP | Mainstream Accommodation 14 | GR | Ground | MA14-243 | Cell 43 | Hydraulics | 1 | CRPP-1-MA14-G-HYD-26 | 013532 | Thermostatic Mixing Valves | Enware water supply management system | Hydraulic Services | Thermostatic Mixing Valves | Enware |  |  | 1
#AST1632 |  | CRPP | Mainstream Accommodation 14 | GR | Ground | MA14-244 | Cell 44 | Hydraulics | 1 | CRPP-1-MA14-G-HYD-27 | 013533 | Thermostatic Mixing Valves | Enware water supply management system | Hydraulic Services | Thermostatic Mixing Valves | Enware |  |  | 1
#AST1633 |  | CRPP | Mainstream Accommodation 14 | GR | Ground | MA14-245 | Cell 45 | Hydraulics | 1 | CRPP-1-MA14-G-HYD-28 | 013534 | Thermostatic Mixing Valves | Enware water supply management system | Hydraulic Services | Thermostatic Mixing Valves | Enware |  |  | 1
#AST1634 |  | CRPP | Mainstream Accommodation 14 | GR | Ground | MA14-246 | Cell 46 | Hydraulics | 1 | CRPP-1-MA14-G-HYD-29 | 013535 | Thermostatic Mixing Valves | Enware water supply management system | Hydraulic Services | Thermostatic Mixing Valves | Enware |  |  | 1
#AST1635 |  | CRPP | Mainstream Accommodation 14 | GR | Ground | MA14-247 | Cell 47 | Hydraulics | 1 | CRPP-1-MA14-G-HYD-30 | 013536 | Thermostatic Mixing Valves | Enware water supply management system | Hydraulic Services | Thermostatic Mixing Valves | Enware |  |  | 1
#AST1636 |  | CRPP | Mainstream Accommodation 14 | GR | Ground | MA14-248 | Cell 48 | Hydraulics | 1 | CRPP-1-MA14-G-HYD-31 | 013537 | Thermostatic Mixing Valves | Enware water supply management system | Hydraulic Services | Thermostatic Mixing Valves | Enware |  |  | 1
#AST1637 |  | CRPP | Mainstream Accommodation 14 | GR | Ground | MA14-249 | Cell 49 | Hydraulics | 1 | CRPP-1-MA14-G-HYD-32 | 013538 | Thermostatic Mixing Valves | Enware water supply management system | Hydraulic Services | Thermostatic Mixing Valves | Enware |  |  | 1
#AST1638 |  | CRPP | Mainstream Accommodation 14 | GR | Ground | MA14-250 | Cell 50 | Hydraulics | 1 | CRPP-1-MA14-G-HYD-33 | 013539 | Thermostatic Mixing Valves | Enware water supply management system | Hydraulic Services | Thermostatic Mixing Valves | Enware |  |  | 1
#AST1639 |  | CRPP | Mainstream Accommodation 14 | GR | Ground | MA14-251 | Cell 51 | Hydraulics | 1 | CRPP-1-MA14-G-HYD-34 | 013540 | Thermostatic Mixing Valves | Enware water supply management system | Hydraulic Services | Thermostatic Mixing Valves | Enware |  |  | 1
#AST1640 |  | CRPP | Mainstream Accommodation 14 | GR | Ground | MA14-252 | Cell 52 | Hydraulics | 1 | CRPP-1-MA14-G-HYD-35 | 013541 | Thermostatic Mixing Valves | Enware water supply management system | Hydraulic Services | Thermostatic Mixing Valves | Enware |  |  | 1
#AST1641 |  | CRPP | Mainstream Accommodation 14 | GR | Ground | MA14-253 | Cell 53 | Hydraulics | 1 | CRPP-1-MA14-G-HYD-36 | 013542 | Thermostatic Mixing Valves | Enware water supply management system | Hydraulic Services | Thermostatic Mixing Valves | Enware |  |  | 1
#AST1642 |  | CRPP | Mainstream Accommodation 14 | GR | Ground | MA14-254 | Cell 54 | Hydraulics | 1 | CRPP-1-MA14-G-HYD-37 | 013543 | Thermostatic Mixing Valves | Enware water supply management system | Hydraulic Services | Thermostatic Mixing Valves | Enware |  |  | 1
#AST1607 |  | CRPP | Mainstream Accommodation 14 | L1 | Level 01 | MA14-219 | Cell 19 | Hydraulics | 1 | CRPP-1-MA14-L1-HYD-05 | 013502 | Thermostatic Mixing Valves | Enware water supply management system | Hydraulic Services | Thermostatic Mixing Valves | Enware |  |  | 1
#AST1608 |  | CRPP | Mainstream Accommodation 14 | L1 | Level 01 | MA14-220 | Cell 20 | Hydraulics | 1 | CRPP-1-MA14-L1-HYD-06 | 013503 | Thermostatic Mixing Valves | Enware water supply management system | Hydraulic Services | Thermostatic Mixing Valves | Enware |  |  | 1
#AST1609 |  | CRPP | Mainstream Accommodation 14 | L1 | Level 01 | MA14-221 | Cell 21 | Hydraulics | 1 | CRPP-1-MA14-L1-HYD-07 | 013504 | Thermostatic Mixing Valves | Enware water supply management system | Hydraulic Services | Thermostatic Mixing Valves | Enware |  |  | 1
#AST1610 |  | CRPP | Mainstream Accommodation 14 | L1 | Level 01 | MA14-222 | Cell 22 | Hydraulics | 1 | CRPP-1-MA14-L1-HYD-08 | 013505 | Thermostatic Mixing Valves | Enware water supply management system | Hydraulic Services | Thermostatic Mixing Valves | Enware |  |  | 1
#AST1611 |  | CRPP | Mainstream Accommodation 14 | L1 | Level 01 | MA14-223 | Cell 23 | Hydraulics | 1 | CRPP-1-MA14-L1-HYD-09 | 013506 | Thermostatic Mixing Valves | Enware water supply management system | Hydraulic Services | Thermostatic Mixing Valves | Enware |  |  | 1
#AST1612 |  | CRPP | Mainstream Accommodation 14 | L1 | Level 01 | MA14-224 | Cell 24 | Hydraulics | 1 | CRPP-1-MA14-L1-HYD-10 | 013507 | Thermostatic Mixing Valves | Enware water supply management system | Hydraulic Services | Thermostatic Mixing Valves | Enware |  |  | 1
#AST1613 |  | CRPP | Mainstream Accommodation 14 | L1 | Level 01 | MA14-225 | Cell 25 | Hydraulics | 1 | CRPP-1-MA14-L1-HYD-11 | 013508 | Thermostatic Mixing Valves | Enware water supply management system | Hydraulic Services | Thermostatic Mixing Valves | Enware |  |  | 1
#AST1614 |  | CRPP | Mainstream Accommodation 14 | L1 | Level 01 | MA14-226 | Cell 26 | Hydraulics | 1 | CRPP-1-MA14-L1-HYD-12 | 013509 | Thermostatic Mixing Valves | Enware water supply management system | Hydraulic Services | Thermostatic Mixing Valves | Enware |  |  | 1
#AST1615 |  | CRPP | Mainstream Accommodation 14 | L1 | Level 01 | MA14-227 | Cell 27 | Hydraulics | 1 | CRPP-1-MA14-L1-HYD-13 | 013510 | Thermostatic Mixing Valves | Enware water supply management system | Hydraulic Services | Thermostatic Mixing Valves | Enware |  |  | 1
#AST1616 |  | CRPP | Mainstream Accommodation 14 | L1 | Level 01 | MA14-228 | Cell 28 | Hydraulics | 1 | CRPP-1-MA14-L1-HYD-14 | 013511 | Thermostatic Mixing Valves | Enware water supply management system | Hydraulic Services | Thermostatic Mixing Valves | Enware |  |  | 1
#AST1617 |  | CRPP | Mainstream Accommodation 14 | L1 | Level 01 | MA14-229 | Cell 29 | Hydraulics | 1 | CRPP-1-MA14-L1-HYD-15 | 013512 | Thermostatic Mixing Valves | Enware water supply management system | Hydraulic Services | Thermostatic Mixing Valves | Enware |  |  | 1
#AST1618 |  | CRPP | Mainstream Accommodation 14 | L1 | Level 01 | MA14-230 | Cell 30 | Hydraulics | 1 | CRPP-1-MA14-L1-HYD-16 | 013513 | Thermostatic Mixing Valves | Enware water supply management system | Hydraulic Services | Thermostatic Mixing Valves | Enware |  |  | 1
#AST1619 |  | CRPP | Mainstream Accommodation 14 | L1 | Level 01 | MA14-231 | Cell 31 | Hydraulics | 1 | CRPP-1-MA14-L1-HYD-17 | 013514 | Thermostatic Mixing Valves | Enware water supply management system | Hydraulic Services | Thermostatic Mixing Valves | Enware |  |  | 1
#AST1620 |  | CRPP | Mainstream Accommodation 14 | L1 | Level 01 | MA14-232 | Cell 32 | Hydraulics | 1 | CRPP-1-MA14-L1-HYD-18 | 013515 | Thermostatic Mixing Valves | Enware water supply management system | Hydraulic Services | Thermostatic Mixing Valves | Enware |  |  | 1
#AST1621 |  | CRPP | Mainstream Accommodation 14 | L1 | Level 01 | MA14-233 | Cell 33 | Hydraulics | 1 | CRPP-1-MA14-L1-HYD-19 | 013516 | Thermostatic Mixing Valves | Enware water supply management system | Hydraulic Services | Thermostatic Mixing Valves | Enware |  |  | 1
#AST1622 |  | CRPP | Mainstream Accommodation 14 | L1 | Level 01 | MA14-234 | Cell 34 | Hydraulics | 1 | CRPP-1-MA14-L1-HYD-20 | 013517 | Thermostatic Mixing Valves | Enware water supply management system | Hydraulic Services | Thermostatic Mixing Valves | Enware |  |  | 1
#AST1623 |  | CRPP | Mainstream Accommodation 14 | L1 | Level 01 | MA14-235 | Double Cell 35 | Hydraulics | 1 | CRPP-1-MA14-L1-HYD-21 | 013518 | Thermostatic Mixing Valves | Enware water supply management system | Hydraulic Services | Thermostatic Mixing Valves | Enware |  |  | 1
#AST1624 |  | CRPP | Mainstream Accommodation 14 | L1 | Level 01 | MA14-236 | Double Cell 36 | Hydraulics | 1 | CRPP-1-MA14-L1-HYD-22 | 013519 | Thermostatic Mixing Valves | Enware water supply management system | Hydraulic Services | Thermostatic Mixing Valves | Enware |  |  | 1
#AST1643 |  | CRPP | Mainstream Accommodation 14 | L1 | Level 01 | MA14-255 | Double Cell 55 | Hydraulics | 1 | CRPP-1-MA14-L1-HYD-23 | 013545 | Thermostatic Mixing Valves | Enware water supply management system | Hydraulic Services | Thermostatic Mixing Valves | Enware |  |  | 1
#AST1644 |  | CRPP | Mainstream Accommodation 14 | L1 | Level 01 | MA14-256 | Double Cell 56 | Hydraulics | 1 | CRPP-1-MA14-L1-HYD-24 | 013546 | Thermostatic Mixing Valves | Enware water supply management system | Hydraulic Services | Thermostatic Mixing Valves | Enware |  |  | 1
#AST1645 |  | CRPP | Mainstream Accommodation 14 | L1 | Level 01 | MA14-257 | Cell 57 | Hydraulics | 1 | CRPP-1-MA14-L1-HYD-25 | 013547 | Thermostatic Mixing Valves | Enware water supply management system | Hydraulic Services | Thermostatic Mixing Valves | Enware |  |  | 1
#AST1646 |  | CRPP | Mainstream Accommodation 14 | L1 | Level 01 | MA14-258 | Cell 58 | Hydraulics | 1 | CRPP-1-MA14-L1-HYD-26 | 013548 | Thermostatic Mixing Valves | Enware water supply management system | Hydraulic Services | Thermostatic Mixing Valves | Enware |  |  | 1
#AST1647 |  | CRPP | Mainstream Accommodation 14 | L1 | Level 01 | MA14-259 | Cell 59 | Hydraulics | 1 | CRPP-1-MA14-L1-HYD-27 | 013549 | Thermostatic Mixing Valves | Enware water supply management system | Hydraulic Services | Thermostatic Mixing Valves | Enware |  |  | 1
#AST1648 |  | CRPP | Mainstream Accommodation 14 | L1 | Level 01 | MA14-260 | Cell 60 | Hydraulics | 1 | CRPP-1-MA14-L1-HYD-28 | 013550 | Thermostatic Mixing Valves | Enware water supply management system | Hydraulic Services | Thermostatic Mixing Valves | Enware |  |  | 1
#AST1649 |  | CRPP | Mainstream Accommodation 14 | L1 | Level 01 | MA14-261 | Cell 61 | Hydraulics | 1 | CRPP-1-MA14-L1-HYD-29 | 013551 | Thermostatic Mixing Valves | Enware water supply management system | Hydraulic Services | Thermostatic Mixing Valves | Enware |  |  | 1
#AST1650 |  | CRPP | Mainstream Accommodation 14 | L1 | Level 01 | MA14-262 | Cell 62 | Hydraulics | 1 | CRPP-1-MA14-L1-HYD-30 | 013552 | Thermostatic Mixing Valves | Enware water supply management system | Hydraulic Services | Thermostatic Mixing Valves | Enware |  |  | 1
#AST1651 |  | CRPP | Mainstream Accommodation 14 | L1 | Level 01 | MA14-263 | Cell 63 | Hydraulics | 1 | CRPP-1-MA14-L1-HYD-31 | 013553 | Thermostatic Mixing Valves | Enware water supply management system | Hydraulic Services | Thermostatic Mixing Valves | Enware |  |  | 1
#AST1652 |  | CRPP | Mainstream Accommodation 14 | L1 | Level 01 | MA14-264 | Cell 64 | Hydraulics | 1 | CRPP-1-MA14-L1-HYD-32 | 013554 | Thermostatic Mixing Valves | Enware water supply management system | Hydraulic Services | Thermostatic Mixing Valves | Enware |  |  | 1
#AST1653 |  | CRPP | Mainstream Accommodation 14 | L1 | Level 01 | MA14-265 | Cell 65 | Hydraulics | 1 | CRPP-1-MA14-L1-HYD-33 | 013555 | Thermostatic Mixing Valves | Enware water supply management system | Hydraulic Services | Thermostatic Mixing Valves | Enware |  |  | 1
#AST1654 |  | CRPP | Mainstream Accommodation 14 | L1 | Level 01 | MA14-266 | Cell 66 | Hydraulics | 1 | CRPP-1-MA14-L1-HYD-34 | 013556 | Thermostatic Mixing Valves | Enware water supply management system | Hydraulic Services | Thermostatic Mixing Valves | Enware |  |  | 1
#AST1655 |  | CRPP | Mainstream Accommodation 14 | L1 | Level 01 | MA14-267 | Cell 67 | Hydraulics | 1 | CRPP-1-MA14-L1-HYD-35 | 013557 | Thermostatic Mixing Valves | Enware water supply management system | Hydraulic Services | Thermostatic Mixing Valves | Enware |  |  | 1
#AST1656 |  | CRPP | Mainstream Accommodation 14 | L1 | Level 01 | MA14-268 | Cell 68 | Hydraulics | 1 | CRPP-1-MA14-L1-HYD-36 | 013558 | Thermostatic Mixing Valves | Enware water supply management system | Hydraulic Services | Thermostatic Mixing Valves | Enware |  |  | 1
#AST1657 |  | CRPP | Mainstream Accommodation 14 | L1 | Level 01 | MA14-269 | Cell 69 | Hydraulics | 1 | CRPP-1-MA14-L1-HYD-37 | 013559 | Thermostatic Mixing Valves | Enware water supply management system | Hydraulic Services | Thermostatic Mixing Valves | Enware |  |  | 1
#AST1658 |  | CRPP | Mainstream Accommodation 14 | L1 | Level 01 | MA14-270 | Cell 70 | Hydraulics | 1 | CRPP-1-MA14-L1-HYD-38 | 013560 | Thermostatic Mixing Valves | Enware water supply management system | Hydraulic Services | Thermostatic Mixing Valves | Enware |  |  | 1
#AST1659 |  | CRPP | Mainstream Accommodation 14 | L1 | Level 01 | MA14-271 | Cell 71 | Hydraulics | 1 | CRPP-1-MA14-L1-HYD-39 | 013561 | Thermostatic Mixing Valves | Enware water supply management system | Hydraulic Services | Thermostatic Mixing Valves | Enware |  |  | 1
#AST1660 |  | CRPP | Mainstream Accommodation 14 | L1 | Level 01 | MA14-272 | Cell 72 | Hydraulics | 1 | CRPP-1-MA14-L1-HYD-40 | 013562 | Thermostatic Mixing Valves | Enware water supply management system | Hydraulic Services | Thermostatic Mixing Valves | Enware |  |  | 1
#AST489 |  | CRPP | Mainstream Accommodation 15 | L1 | Level 01 | MA15-104 | Mechanical Plant 1 | Hydraulics | 1 | CRPP-1-MA15-L1-HYD-42 | 013473 | Backflow Prevention Device | 20mm RPZD - DCW only | Hydraulic Services | Backflow Prevention Device | ZURN | Model 375 | B383086 | 1
#AST487 |  | CRPP | Mainstream Accommodation 15 | GR | Ground | MA15-009 | Cleaners 1 | Hydraulics | 1 | CRPP-1-MA15-G-HYD-38 | 013427 | Backflow Prevention Device | 20mm RPZD in s/s enclosure w/glass viewing screen - DCW only | Hydraulic Services | Backflow Prevention Device | ZURN | Model 375 | B396195 | 1
#AST488 |  | CRPP | Mainstream Accommodation 15 | GR | Ground | MA15-020 | Cleaners 2 | Hydraulics | 1 | CRPP-1-MA15-G-HYD-39 | 013430 | Backflow Prevention Device | 20mm RPZD in s/s enclosure w/glass viewing screen - DCW only | Hydraulic Services | Backflow Prevention Device | ZURN | Model 375 | B396106 | 1
#AST412 |  | CRPP | Mainstream Accommodation 15 | L1 | Level 01 | MA15-103 | Hydraulic Plant | Hydraulics | 1 | CRPP-1-MA15-L1-HYD-03 | 013479 | Domestic Hot Water Service | Domestic hot water plant | Hydraulic Services | Hot Water Units Gas | Rheem | TP04 |  | 1
#AST413 |  | CRPP | Mainstream Accommodation 15 | L1 | Level 01 | MA15-103 | Hydraulic Plant | Hydraulics | 1 | CRPP-1-MA15-L1-HYD-04 | 013476 | Backflow Prevention Device | Double check valve - Fire (50mm) | Hydraulic Services | Backflow Prevention Device | ZURN | Model 350 | B346700 | 1
#AST410 | #AST4028 | CRPP | Mainstream Accommodation 15 | GR | Ground | MA15-011 | Store 2 | Hydraulics | 1 | CRPP-1-MA15-G-HYD-01 | 013379 | Thermostatic Mixing Valves | Enware Aquablend TMV - 20mm | Hydraulic Services | Thermostatic Mixing Valves | Enware | Aquablend 1500 |  | 1
#AST414 |  | CRPP | Mainstream Accommodation 15 | GR | Ground | MA15-201 | Cell 1 | Hydraulics | 1 | CRPP-1-MA15-G-HYD-02 | 013387 | Thermostatic Mixing Valves | Enware water supply management system | Hydraulic Services | Thermostatic Mixing Valves | Enware |  |  | 1
#AST415 |  | CRPP | Mainstream Accommodation 15 | GR | Ground | MA15-202 | Cell 2 | Hydraulics | 1 | CRPP-1-MA15-G-HYD-03 | 013388 | Thermostatic Mixing Valves | Enware water supply management system | Hydraulic Services | Thermostatic Mixing Valves | Enware |  |  | 1
#AST416 |  | CRPP | Mainstream Accommodation 15 | GR | Ground | MA15-203 | Cell 3 | Hydraulics | 1 | CRPP-1-MA15-G-HYD-04 | 013389 | Thermostatic Mixing Valves | Enware water supply management system | Hydraulic Services | Thermostatic Mixing Valves | Enware |  |  | 1
#AST417 |  | CRPP | Mainstream Accommodation 15 | GR | Ground | MA15-204 | Cell 4 | Hydraulics | 1 | CRPP-1-MA15-G-HYD-05 | 013390 | Thermostatic Mixing Valves | Enware water supply management system | Hydraulic Services | Thermostatic Mixing Valves | Enware |  |  | 1
#AST418 |  | CRPP | Mainstream Accommodation 15 | GR | Ground | MA15-205 | Cell 5 | Hydraulics | 1 | CRPP-1-MA15-G-HYD-06 | 013391 | Thermostatic Mixing Valves | Enware water supply management system | Hydraulic Services | Thermostatic Mixing Valves | Enware |  |  | 1
#AST419 |  | CRPP | Mainstream Accommodation 15 | GR | Ground | MA15-206 | Cell 6 | Hydraulics | 1 | CRPP-1-MA15-G-HYD-07 | 013392 | Thermostatic Mixing Valves | Enware water supply management system | Hydraulic Services | Thermostatic Mixing Valves | Enware |  |  | 1
#AST420 |  | CRPP | Mainstream Accommodation 15 | GR | Ground | MA15-207 | Cell 7 | Hydraulics | 1 | CRPP-1-MA15-G-HYD-08 | 013393 | Thermostatic Mixing Valves | Enware water supply management system | Hydraulic Services | Thermostatic Mixing Valves | Enware |  |  | 1
#AST421 |  | CRPP | Mainstream Accommodation 15 | GR | Ground | MA15-208 | Cell 8 | Hydraulics | 1 | CRPP-1-MA15-G-HYD-09 | 013394 | Thermostatic Mixing Valves | Enware water supply management system | Hydraulic Services | Thermostatic Mixing Valves | Enware |  |  | 1
#AST422 |  | CRPP | Mainstream Accommodation 15 | GR | Ground | MA15-209 | Cell 9 | Hydraulics | 1 | CRPP-1-MA15-G-HYD-10 | 013395 | Thermostatic Mixing Valves | Enware water supply management system | Hydraulic Services | Thermostatic Mixing Valves | Enware |  |  | 1
#AST423 |  | CRPP | Mainstream Accommodation 15 | GR | Ground | MA15-210 | Cell 10 | Hydraulics | 1 | CRPP-1-MA15-G-HYD-11 | 013396 | Thermostatic Mixing Valves | Enware water supply management system | Hydraulic Services | Thermostatic Mixing Valves | Enware |  |  | 1
#AST424 |  | CRPP | Mainstream Accommodation 15 | GR | Ground | MA15-211 | Cell 11 | Hydraulics | 1 | CRPP-1-MA15-G-HYD-12 | 013397 | Thermostatic Mixing Valves | Enware water supply management system | Hydraulic Services | Thermostatic Mixing Valves | Enware |  |  | 1
#AST425 |  | CRPP | Mainstream Accommodation 15 | GR | Ground | MA15-212 | Cell 12 | Hydraulics | 1 | CRPP-1-MA15-G-HYD-13 | 013398 | Thermostatic Mixing Valves | Enware water supply management system | Hydraulic Services | Thermostatic Mixing Valves | Enware |  |  | 1
#AST426 |  | CRPP | Mainstream Accommodation 15 | GR | Ground | MA15-213 | Cell 13 | Hydraulics | 1 | CRPP-1-MA15-G-HYD-14 | 013399 | Thermostatic Mixing Valves | Enware water supply management system | Hydraulic Services | Thermostatic Mixing Valves | Enware |  |  | 1
#AST427 |  | CRPP | Mainstream Accommodation 15 | GR | Ground | MA15-214 | Cell 14 | Hydraulics | 1 | CRPP-1-MA15-G-HYD-15 | 013400 | Thermostatic Mixing Valves | Enware water supply management system | Hydraulic Services | Thermostatic Mixing Valves | Enware |  |  | 1
#AST428 |  | CRPP | Mainstream Accommodation 15 | GR | Ground | MA15-215 | Cell 15 | Hydraulics | 1 | CRPP-1-MA15-G-HYD-16 | 013401 | Thermostatic Mixing Valves | Enware water supply management system | Hydraulic Services | Thermostatic Mixing Valves | Enware |  |  | 1
#AST429 |  | CRPP | Mainstream Accommodation 15 | GR | Ground | MA15-216 | Cell 16 | Hydraulics | 1 | CRPP-1-MA15-G-HYD-17 | 013402 | Thermostatic Mixing Valves | Enware water supply management system | Hydraulic Services | Thermostatic Mixing Valves | Enware |  |  | 1
#AST430 |  | CRPP | Mainstream Accommodation 15 | GR | Ground | MA15-217 | Double Cell 17 | Hydraulics | 1 | CRPP-1-MA15-G-HYD-18 | 013403 | Thermostatic Mixing Valves | Enware water supply management system | Hydraulic Services | Thermostatic Mixing Valves | Enware |  |  | 1
#AST431 |  | CRPP | Mainstream Accommodation 15 | GR | Ground | MA15-218 | Cell 18 (Acc) | Hydraulics | 1 | CRPP-1-MA15-G-HYD-19 | 013404 | Thermostatic Mixing Valves | Enware water supply management system | Hydraulic Services | Thermostatic Mixing Valves | Enware |  |  | 1
#AST450 |  | CRPP | Mainstream Accommodation 15 | GR | Ground | MA15-237 | Cell 37 (Acc) | Hydraulics | 1 | CRPP-1-MA15-G-HYD-20 | 013432 | Thermostatic Mixing Valves | Enware water supply management system | Hydraulic Services | Thermostatic Mixing Valves | Enware |  |  | 1
#AST451 |  | CRPP | Mainstream Accommodation 15 | GR | Ground | MA15-238 | Double Cell 38 | Hydraulics | 1 | CRPP-1-MA15-G-HYD-21 | 013433 | Thermostatic Mixing Valves | Enware water supply management system | Hydraulic Services | Thermostatic Mixing Valves | Enware |  |  | 1
#AST452 |  | CRPP | Mainstream Accommodation 15 | GR | Ground | MA15-239 | Cell 39 | Hydraulics | 1 | CRPP-1-MA15-G-HYD-22 | 013434 | Thermostatic Mixing Valves | Enware water supply management system | Hydraulic Services | Thermostatic Mixing Valves | Enware |  |  | 1
#AST453 |  | CRPP | Mainstream Accommodation 15 | GR | Ground | MA15-240 | Cell 40 | Hydraulics | 1 | CRPP-1-MA15-G-HYD-23 | 013435 | Thermostatic Mixing Valves | Enware water supply management system | Hydraulic Services | Thermostatic Mixing Valves | Enware |  |  | 1
#AST454 |  | CRPP | Mainstream Accommodation 15 | GR | Ground | MA15-241 | Cell 41 | Hydraulics | 1 | CRPP-1-MA15-G-HYD-24 | 013436 | Thermostatic Mixing Valves | Enware water supply management system | Hydraulic Services | Thermostatic Mixing Valves | Enware |  |  | 1
#AST455 |  | CRPP | Mainstream Accommodation 15 | GR | Ground | MA15-242 | Cell 42 | Hydraulics | 1 | CRPP-1-MA15-G-HYD-25 | 013437 | Thermostatic Mixing Valves | Enware water supply management system | Hydraulic Services | Thermostatic Mixing Valves | Enware |  |  | 1
#AST456 |  | CRPP | Mainstream Accommodation 15 | GR | Ground | MA15-243 | Cell 43 | Hydraulics | 1 | CRPP-1-MA15-G-HYD-26 | 013438 | Thermostatic Mixing Valves | Enware water supply management system | Hydraulic Services | Thermostatic Mixing Valves | Enware |  |  | 1
#AST457 |  | CRPP | Mainstream Accommodation 15 | GR | Ground | MA15-244 | Cell 44 | Hydraulics | 1 | CRPP-1-MA15-G-HYD-27 | 013439 | Thermostatic Mixing Valves | Enware water supply management system | Hydraulic Services | Thermostatic Mixing Valves | Enware |  |  | 1
#AST458 |  | CRPP | Mainstream Accommodation 15 | GR | Ground | MA15-245 | Cell 45 | Hydraulics | 1 | CRPP-1-MA15-G-HYD-28 | 013440 | Thermostatic Mixing Valves | Enware water supply management system | Hydraulic Services | Thermostatic Mixing Valves | Enware |  |  | 1
#AST459 |  | CRPP | Mainstream Accommodation 15 | GR | Ground | MA15-246 | Cell 46 | Hydraulics | 1 | CRPP-1-MA15-G-HYD-29 | 013441 | Thermostatic Mixing Valves | Enware water supply management system | Hydraulic Services | Thermostatic Mixing Valves | Enware |  |  | 1
#AST460 |  | CRPP | Mainstream Accommodation 15 | GR | Ground | MA15-247 | Cell 47 | Hydraulics | 1 | CRPP-1-MA15-G-HYD-30 | 013442 | Thermostatic Mixing Valves | Enware water supply management system | Hydraulic Services | Thermostatic Mixing Valves | Enware |  |  | 1
#AST461 |  | CRPP | Mainstream Accommodation 15 | GR | Ground | MA15-248 | Cell 48 | Hydraulics | 1 | CRPP-1-MA15-G-HYD-31 | 013443 | Thermostatic Mixing Valves | Enware water supply management system | Hydraulic Services | Thermostatic Mixing Valves | Enware |  |  | 1
#AST462 |  | CRPP | Mainstream Accommodation 15 | GR | Ground | MA15-249 | Cell 49 | Hydraulics | 1 | CRPP-1-MA15-G-HYD-32 | 013444 | Thermostatic Mixing Valves | Enware water supply management system | Hydraulic Services | Thermostatic Mixing Valves | Enware |  |  | 1
#AST463 |  | CRPP | Mainstream Accommodation 15 | GR | Ground | MA15-250 | Cell 50 | Hydraulics | 1 | CRPP-1-MA15-G-HYD-33 | 013445 | Thermostatic Mixing Valves | Enware water supply management system | Hydraulic Services | Thermostatic Mixing Valves | Enware |  |  | 1
#AST464 |  | CRPP | Mainstream Accommodation 15 | GR | Ground | MA15-251 | Cell 51 | Hydraulics | 1 | CRPP-1-MA15-G-HYD-34 | 013446 | Thermostatic Mixing Valves | Enware water supply management system | Hydraulic Services | Thermostatic Mixing Valves | Enware |  |  | 1
#AST465 |  | CRPP | Mainstream Accommodation 15 | GR | Ground | MA15-252 | Cell 52 | Hydraulics | 1 | CRPP-1-MA15-G-HYD-35 | 013447 | Thermostatic Mixing Valves | Enware water supply management system | Hydraulic Services | Thermostatic Mixing Valves | Enware |  |  | 1
#AST466 |  | CRPP | Mainstream Accommodation 15 | GR | Ground | MA15-253 | Cell 53 | Hydraulics | 1 | CRPP-1-MA15-G-HYD-36 | 013448 | Thermostatic Mixing Valves | Enware water supply management system | Hydraulic Services | Thermostatic Mixing Valves | Enware |  |  | 1
#AST467 |  | CRPP | Mainstream Accommodation 15 | GR | Ground | MA15-254 | Cell 54 | Hydraulics | 1 | CRPP-1-MA15-G-HYD-37 | 013449 | Thermostatic Mixing Valves | Enware water supply management system | Hydraulic Services | Thermostatic Mixing Valves | Enware |  |  | 1
#AST432 |  | CRPP | Mainstream Accommodation 15 | L1 | Level 01 | MA15-219 | Cell 19 | Hydraulics | 1 | CRPP-1-MA15-L1-HYD-05 | 013405 | Thermostatic Mixing Valves | Enware water supply management system | Hydraulic Services | Thermostatic Mixing Valves | Enware |  |  | 1
#AST433 |  | CRPP | Mainstream Accommodation 15 | L1 | Level 01 | MA15-220 | Cell 20 | Hydraulics | 1 | CRPP-1-MA15-L1-HYD-06 | 013406 | Thermostatic Mixing Valves | Enware water supply management system | Hydraulic Services | Thermostatic Mixing Valves | Enware |  |  | 1
#AST434 |  | CRPP | Mainstream Accommodation 15 | L1 | Level 01 | MA15-221 | Cell 21 | Hydraulics | 1 | CRPP-1-MA15-L1-HYD-07 | 013407 | Thermostatic Mixing Valves | Enware water supply management system | Hydraulic Services | Thermostatic Mixing Valves | Enware |  |  | 1
#AST435 |  | CRPP | Mainstream Accommodation 15 | L1 | Level 01 | MA15-222 | Cell 22 | Hydraulics | 1 | CRPP-1-MA15-L1-HYD-08 | 013408 | Thermostatic Mixing Valves | Enware water supply management system | Hydraulic Services | Thermostatic Mixing Valves | Enware |  |  | 1
#AST436 |  | CRPP | Mainstream Accommodation 15 | L1 | Level 01 | MA15-223 | Cell 23 | Hydraulics | 1 | CRPP-1-MA15-L1-HYD-09 | 013410 | Thermostatic Mixing Valves | Enware water supply management system | Hydraulic Services | Thermostatic Mixing Valves | Enware |  |  | 1
#AST437 |  | CRPP | Mainstream Accommodation 15 | L1 | Level 01 | MA15-224 | Cell 24 | Hydraulics | 1 | CRPP-1-MA15-L1-HYD-10 | 013411 | Thermostatic Mixing Valves | Enware water supply management system | Hydraulic Services | Thermostatic Mixing Valves | Enware |  |  | 1
#AST438 |  | CRPP | Mainstream Accommodation 15 | L1 | Level 01 | MA15-225 | Cell 25 | Hydraulics | 1 | CRPP-1-MA15-L1-HYD-11 | 013412 | Thermostatic Mixing Valves | Enware water supply management system | Hydraulic Services | Thermostatic Mixing Valves | Enware |  |  | 1
#AST439 |  | CRPP | Mainstream Accommodation 15 | L1 | Level 01 | MA15-226 | Cell 26 | Hydraulics | 1 | CRPP-1-MA15-L1-HYD-12 | 013413 | Thermostatic Mixing Valves | Enware water supply management system | Hydraulic Services | Thermostatic Mixing Valves | Enware |  |  | 1
#AST440 |  | CRPP | Mainstream Accommodation 15 | L1 | Level 01 | MA15-227 | Cell 27 | Hydraulics | 1 | CRPP-1-MA15-L1-HYD-13 | 013414 | Thermostatic Mixing Valves | Enware water supply management system | Hydraulic Services | Thermostatic Mixing Valves | Enware |  |  | 1
#AST441 |  | CRPP | Mainstream Accommodation 15 | L1 | Level 01 | MA15-228 | Cell 28 | Hydraulics | 1 | CRPP-1-MA15-L1-HYD-14 | 013415 | Thermostatic Mixing Valves | Enware water supply management system | Hydraulic Services | Thermostatic Mixing Valves | Enware |  |  | 1
#AST442 |  | CRPP | Mainstream Accommodation 15 | L1 | Level 01 | MA15-229 | Cell 29 | Hydraulics | 1 | CRPP-1-MA15-L1-HYD-15 | 013416 | Thermostatic Mixing Valves | Enware water supply management system | Hydraulic Services | Thermostatic Mixing Valves | Enware |  |  | 1
#AST443 |  | CRPP | Mainstream Accommodation 15 | L1 | Level 01 | MA15-230 | Cell 30 | Hydraulics | 1 | CRPP-1-MA15-L1-HYD-16 | 013417 | Thermostatic Mixing Valves | Enware water supply management system | Hydraulic Services | Thermostatic Mixing Valves | Enware |  |  | 1
#AST444 |  | CRPP | Mainstream Accommodation 15 | L1 | Level 01 | MA15-231 | Cell 31 | Hydraulics | 1 | CRPP-1-MA15-L1-HYD-17 | 013418 | Thermostatic Mixing Valves | Enware water supply management system | Hydraulic Services | Thermostatic Mixing Valves | Enware |  |  | 1
#AST445 |  | CRPP | Mainstream Accommodation 15 | L1 | Level 01 | MA15-232 | Cell 32 | Hydraulics | 1 | CRPP-1-MA15-L1-HYD-18 | 013419 | Thermostatic Mixing Valves | Enware water supply management system | Hydraulic Services | Thermostatic Mixing Valves | Enware |  |  | 1
#AST446 |  | CRPP | Mainstream Accommodation 15 | L1 | Level 01 | MA15-233 | Cell 33 | Hydraulics | 1 | CRPP-1-MA15-L1-HYD-19 | 013420 | Thermostatic Mixing Valves | Enware water supply management system | Hydraulic Services | Thermostatic Mixing Valves | Enware |  |  | 1
#AST447 |  | CRPP | Mainstream Accommodation 15 | L1 | Level 01 | MA15-234 | Cell 34 | Hydraulics | 1 | CRPP-1-MA15-L1-HYD-20 | 013421 | Thermostatic Mixing Valves | Enware water supply management system | Hydraulic Services | Thermostatic Mixing Valves | Enware |  |  | 1
#AST448 |  | CRPP | Mainstream Accommodation 15 | L1 | Level 01 | MA15-235 | Double Cell 35 | Hydraulics | 1 | CRPP-1-MA15-L1-HYD-21 | 013422 | Thermostatic Mixing Valves | Enware water supply management system | Hydraulic Services | Thermostatic Mixing Valves | Enware |  |  | 1
#AST449 |  | CRPP | Mainstream Accommodation 15 | L1 | Level 01 | MA15-236 | Double Cell 36 | Hydraulics | 1 | CRPP-1-MA15-L1-HYD-22 | 013423 | Thermostatic Mixing Valves | Enware water supply management system | Hydraulic Services | Thermostatic Mixing Valves | Enware |  |  | 1
#AST468 |  | CRPP | Mainstream Accommodation 15 | L1 | Level 01 | MA15-255 | Double Cell 55 | Hydraulics | 1 | CRPP-1-MA15-L1-HYD-23 | 013452 | Thermostatic Mixing Valves | Enware water supply management system | Hydraulic Services | Thermostatic Mixing Valves | Enware |  |  | 1
#AST469 |  | CRPP | Mainstream Accommodation 15 | L1 | Level 01 | MA15-256 | Double Cell 56 | Hydraulics | 1 | CRPP-1-MA15-L1-HYD-24 | 013453 | Thermostatic Mixing Valves | Enware water supply management system | Hydraulic Services | Thermostatic Mixing Valves | Enware |  |  | 1
#AST470 |  | CRPP | Mainstream Accommodation 15 | L1 | Level 01 | MA15-257 | Cell 57 | Hydraulics | 1 | CRPP-1-MA15-L1-HYD-25 | 013454 | Thermostatic Mixing Valves | Enware water supply management system | Hydraulic Services | Thermostatic Mixing Valves | Enware |  |  | 1
#AST471 |  | CRPP | Mainstream Accommodation 15 | L1 | Level 01 | MA15-258 | Cell 58 | Hydraulics | 1 | CRPP-1-MA15-L1-HYD-26 | 013455 | Thermostatic Mixing Valves | Enware water supply management system | Hydraulic Services | Thermostatic Mixing Valves | Enware |  |  | 1
#AST472 |  | CRPP | Mainstream Accommodation 15 | L1 | Level 01 | MA15-259 | Cell 59 | Hydraulics | 1 | CRPP-1-MA15-L1-HYD-27 | 013456 | Thermostatic Mixing Valves | Enware water supply management system | Hydraulic Services | Thermostatic Mixing Valves | Enware |  |  | 1
#AST473 |  | CRPP | Mainstream Accommodation 15 | L1 | Level 01 | MA15-260 | Cell 60 | Hydraulics | 1 | CRPP-1-MA15-L1-HYD-28 | 013457 | Thermostatic Mixing Valves | Enware water supply management system | Hydraulic Services | Thermostatic Mixing Valves | Enware |  |  | 1
#AST474 |  | CRPP | Mainstream Accommodation 15 | L1 | Level 01 | MA15-261 | Cell 61 | Hydraulics | 1 | CRPP-1-MA15-L1-HYD-29 | 013458 | Thermostatic Mixing Valves | Enware water supply management system | Hydraulic Services | Thermostatic Mixing Valves | Enware |  |  | 1
#AST475 |  | CRPP | Mainstream Accommodation 15 | L1 | Level 01 | MA15-262 | Cell 62 | Hydraulics | 1 | CRPP-1-MA15-L1-HYD-30 | 013459 | Thermostatic Mixing Valves | Enware water supply management system | Hydraulic Services | Thermostatic Mixing Valves | Enware |  |  | 1
#AST476 |  | CRPP | Mainstream Accommodation 15 | L1 | Level 01 | MA15-263 | Cell 63 | Hydraulics | 1 | CRPP-1-MA15-L1-HYD-31 | 013460 | Thermostatic Mixing Valves | Enware water supply management system | Hydraulic Services | Thermostatic Mixing Valves | Enware |  |  | 1
#AST477 |  | CRPP | Mainstream Accommodation 15 | L1 | Level 01 | MA15-264 | Cell 64 | Hydraulics | 1 | CRPP-1-MA15-L1-HYD-32 | 013461 | Thermostatic Mixing Valves | Enware water supply management system | Hydraulic Services | Thermostatic Mixing Valves | Enware |  |  | 1
#AST478 |  | CRPP | Mainstream Accommodation 15 | L1 | Level 01 | MA15-265 | Cell 65 | Hydraulics | 1 | CRPP-1-MA15-L1-HYD-33 | 013462 | Thermostatic Mixing Valves | Enware water supply management system | Hydraulic Services | Thermostatic Mixing Valves | Enware |  |  | 1
#AST479 |  | CRPP | Mainstream Accommodation 15 | L1 | Level 01 | MA15-266 | Cell 66 | Hydraulics | 1 | CRPP-1-MA15-L1-HYD-34 | 013463 | Thermostatic Mixing Valves | Enware water supply management system | Hydraulic Services | Thermostatic Mixing Valves | Enware |  |  | 1
#AST480 |  | CRPP | Mainstream Accommodation 15 | L1 | Level 01 | MA15-267 | Cell 67 | Hydraulics | 1 | CRPP-1-MA15-L1-HYD-35 | 013464 | Thermostatic Mixing Valves | Enware water supply management system | Hydraulic Services | Thermostatic Mixing Valves | Enware |  |  | 1
#AST481 |  | CRPP | Mainstream Accommodation 15 | L1 | Level 01 | MA15-268 | Cell 68 | Hydraulics | 1 | CRPP-1-MA15-L1-HYD-36 | 013465 | Thermostatic Mixing Valves | Enware water supply management system | Hydraulic Services | Thermostatic Mixing Valves | Enware |  |  | 1
#AST482 |  | CRPP | Mainstream Accommodation 15 | L1 | Level 01 | MA15-269 | Cell 69 | Hydraulics | 1 | CRPP-1-MA15-L1-HYD-37 | 013466 | Thermostatic Mixing Valves | Enware water supply management system | Hydraulic Services | Thermostatic Mixing Valves | Enware |  |  | 1
#AST483 |  | CRPP | Mainstream Accommodation 15 | L1 | Level 01 | MA15-270 | Cell 70 | Hydraulics | 1 | CRPP-1-MA15-L1-HYD-38 | 013467 | Thermostatic Mixing Valves | Enware water supply management system | Hydraulic Services | Thermostatic Mixing Valves | Enware |  |  | 1
#AST484 |  | CRPP | Mainstream Accommodation 15 | L1 | Level 01 | MA15-271 | Cell 71 | Hydraulics | 1 | CRPP-1-MA15-L1-HYD-39 | 013468 | Thermostatic Mixing Valves | Enware water supply management system | Hydraulic Services | Thermostatic Mixing Valves | Enware |  |  | 1
#AST485 |  | CRPP | Mainstream Accommodation 15 | L1 | Level 01 | MA15-272 | Cell 72 | Hydraulics | 1 | CRPP-1-MA15-L1-HYD-40 | 013469 | Thermostatic Mixing Valves | Enware water supply management system | Hydraulic Services | Thermostatic Mixing Valves | Enware |  |  | 1
#AST323 |  | CRPP | Mainstream Accommodation 16 | L1 | Level 01 | MA16-104 | Mechanical Plant 1 | Hydraulics | 1 | CRPP-1-MA16-L1-HYD-42 | 013368 | Backflow Prevention Device | 20mm RPZD - DCW only | Hydraulic Services | Backflow Prevention Device | ZURN | Model 375 | B383112 | 1
#AST321 |  | CRPP | Mainstream Accommodation 16 | GR | Ground | MA16-009 | Cleaners 1 | Hydraulics | 1 | CRPP-1-MA16-G-HYD-38 | 013377 | Backflow Prevention Device | 20mm RPZD in s/s enclosure w/glass viewing screen - DCW only | Hydraulic Services | Backflow Prevention Device | ZURN | Model 375 | B396190 | 1
#AST322 |  | CRPP | Mainstream Accommodation 16 | GR | Ground | MA16-020 | Cleaners 2 | Hydraulics | 1 | CRPP-1-MA16-G-HYD-39 | 013376 | Backflow Prevention Device | 20mm RPZD in s/s enclosure w/glass viewing screen - DCW only | Hydraulic Services | Backflow Prevention Device | ZURN | Model 375 | B396180 | 1
#AST246 |  | CRPP | Mainstream Accommodation 16 | L1 | Level 01 | MA16-103 | Hydraulic Plant | Hydraulics | 1 | CRPP-1-MA16-L1-HYD-03 | 013373 | Domestic Hot Water Service | Domestic hot water plant | Hydraulic Services | Hot Water Units Gas | Rheem | TP04 |  | 1
#AST247 |  | CRPP | Mainstream Accommodation 16 | L1 | Level 01 | MA16-103 | Hydraulic Plant | Hydraulics | 1 | CRPP-1-MA16-L1-HYD-04 | 013374 | Backflow Prevention Device | Double check valve - Fire (50mm) | Hydraulic Services | Backflow Prevention Device | ZURN | Model 350 | B346654 | 1
#AST244 | #AST4028 | CRPP | Mainstream Accommodation 16 | GR | Ground | MA16-011 | Store 2 | Hydraulics | 1 | CRPP-1-MA16-G-HYD-01 | 013378 | Thermostatic Mixing Valves | Enware Aquablend TMV - 20mm | Hydraulic Services | Thermostatic Mixing Valves | Enware | Aquablend 1500 |  | 1
#AST248 |  | CRPP | Mainstream Accommodation 16 | GR | Ground | MA16-201 | Cell 1 | Hydraulics | 1 | CRPP-1-MA16-G-HYD-02 | 013285 | Thermostatic Mixing Valves | Enware water supply management system | Hydraulic Services | Thermostatic Mixing Valves | Enware |  |  | 1
#AST249 |  | CRPP | Mainstream Accommodation 16 | GR | Ground | MA16-202 | Cell 2 | Hydraulics | 1 | CRPP-1-MA16-G-HYD-03 | 013286 | Thermostatic Mixing Valves | Enware water supply management system | Hydraulic Services | Thermostatic Mixing Valves | Enware |  |  | 1
#AST250 |  | CRPP | Mainstream Accommodation 16 | GR | Ground | MA16-203 | Cell 3 | Hydraulics | 1 | CRPP-1-MA16-G-HYD-04 | 013287 | Thermostatic Mixing Valves | Enware water supply management system | Hydraulic Services | Thermostatic Mixing Valves | Enware |  |  | 1
#AST251 |  | CRPP | Mainstream Accommodation 16 | GR | Ground | MA16-204 | Cell 4 | Hydraulics | 1 | CRPP-1-MA16-G-HYD-05 | 013288 | Thermostatic Mixing Valves | Enware water supply management system | Hydraulic Services | Thermostatic Mixing Valves | Enware |  |  | 1
#AST252 |  | CRPP | Mainstream Accommodation 16 | GR | Ground | MA16-205 | Cell 5 | Hydraulics | 1 | CRPP-1-MA16-G-HYD-06 | 013289 | Thermostatic Mixing Valves | Enware water supply management system | Hydraulic Services | Thermostatic Mixing Valves | Enware |  |  | 1
#AST253 |  | CRPP | Mainstream Accommodation 16 | GR | Ground | MA16-206 | Cell 6 | Hydraulics | 1 | CRPP-1-MA16-G-HYD-07 | 013290 | Thermostatic Mixing Valves | Enware water supply management system | Hydraulic Services | Thermostatic Mixing Valves | Enware |  |  | 1
#AST254 |  | CRPP | Mainstream Accommodation 16 | GR | Ground | MA16-207 | Cell 7 | Hydraulics | 1 | CRPP-1-MA16-G-HYD-08 | 013291 | Thermostatic Mixing Valves | Enware water supply management system | Hydraulic Services | Thermostatic Mixing Valves | Enware |  |  | 1
#AST255 |  | CRPP | Mainstream Accommodation 16 | GR | Ground | MA16-208 | Cell 8 | Hydraulics | 1 | CRPP-1-MA16-G-HYD-09 | 013292 | Thermostatic Mixing Valves | Enware water supply management system | Hydraulic Services | Thermostatic Mixing Valves | Enware |  |  | 1
#AST256 |  | CRPP | Mainstream Accommodation 16 | GR | Ground | MA16-209 | Cell 9 | Hydraulics | 1 | CRPP-1-MA16-G-HYD-10 | 013293 | Thermostatic Mixing Valves | Enware water supply management system | Hydraulic Services | Thermostatic Mixing Valves | Enware |  |  | 1
#AST257 |  | CRPP | Mainstream Accommodation 16 | GR | Ground | MA16-210 | Cell 10 | Hydraulics | 1 | CRPP-1-MA16-G-HYD-11 | 013294 | Thermostatic Mixing Valves | Enware water supply management system | Hydraulic Services | Thermostatic Mixing Valves | Enware |  |  | 1
#AST258 |  | CRPP | Mainstream Accommodation 16 | GR | Ground | MA16-211 | Cell 11 | Hydraulics | 1 | CRPP-1-MA16-G-HYD-12 | 013295 | Thermostatic Mixing Valves | Enware water supply management system | Hydraulic Services | Thermostatic Mixing Valves | Enware |  |  | 1
#AST259 |  | CRPP | Mainstream Accommodation 16 | GR | Ground | MA16-212 | Cell 12 | Hydraulics | 1 | CRPP-1-MA16-G-HYD-13 | 013296 | Thermostatic Mixing Valves | Enware water supply management system | Hydraulic Services | Thermostatic Mixing Valves | Enware |  |  | 1
#AST260 |  | CRPP | Mainstream Accommodation 16 | GR | Ground | MA16-213 | Cell 13 | Hydraulics | 1 | CRPP-1-MA16-G-HYD-14 | 013297 | Thermostatic Mixing Valves | Enware water supply management system | Hydraulic Services | Thermostatic Mixing Valves | Enware |  |  | 1
#AST261 |  | CRPP | Mainstream Accommodation 16 | GR | Ground | MA16-214 | Cell 14 | Hydraulics | 1 | CRPP-1-MA16-G-HYD-15 | 013298 | Thermostatic Mixing Valves | Enware water supply management system | Hydraulic Services | Thermostatic Mixing Valves | Enware |  |  | 1
#AST262 |  | CRPP | Mainstream Accommodation 16 | GR | Ground | MA16-215 | Cell 15 | Hydraulics | 1 | CRPP-1-MA16-G-HYD-16 | 013299 | Thermostatic Mixing Valves | Enware water supply management system | Hydraulic Services | Thermostatic Mixing Valves | Enware |  |  | 1
#AST263 |  | CRPP | Mainstream Accommodation 16 | GR | Ground | MA16-216 | Cell 16 | Hydraulics | 1 | CRPP-1-MA16-G-HYD-17 | 013300 | Thermostatic Mixing Valves | Enware water supply management system | Hydraulic Services | Thermostatic Mixing Valves | Enware |  |  | 1
#AST264 |  | CRPP | Mainstream Accommodation 16 | GR | Ground | MA16-217 | Double Cell 17 | Hydraulics | 1 | CRPP-1-MA16-G-HYD-18 | 013301 | Thermostatic Mixing Valves | Enware water supply management system | Hydraulic Services | Thermostatic Mixing Valves | Enware |  |  | 1
#AST265 |  | CRPP | Mainstream Accommodation 16 | GR | Ground | MA16-218 | Cell 18 (Acc) | Hydraulics | 1 | CRPP-1-MA16-G-HYD-19 | 013302 | Thermostatic Mixing Valves | Enware water supply management system | Hydraulic Services | Thermostatic Mixing Valves | Enware |  |  | 1
#AST284 |  | CRPP | Mainstream Accommodation 16 | GR | Ground | MA16-237 | Cell 37 (Acc) | Hydraulics | 1 | CRPP-1-MA16-G-HYD-20 | 013328 | Thermostatic Mixing Valves | Enware water supply management system | Hydraulic Services | Thermostatic Mixing Valves | Enware |  |  | 1
#AST285 |  | CRPP | Mainstream Accommodation 16 | GR | Ground | MA16-238 | Double Cell 38 | Hydraulics | 1 | CRPP-1-MA16-G-HYD-21 | 013329 | Thermostatic Mixing Valves | Enware water supply management system | Hydraulic Services | Thermostatic Mixing Valves | Enware |  |  | 1
#AST286 |  | CRPP | Mainstream Accommodation 16 | GR | Ground | MA16-239 | Cell 39 | Hydraulics | 1 | CRPP-1-MA16-G-HYD-22 | 013330 | Thermostatic Mixing Valves | Enware water supply management system | Hydraulic Services | Thermostatic Mixing Valves | Enware |  |  | 1
#AST287 |  | CRPP | Mainstream Accommodation 16 | GR | Ground | MA16-240 | Cell 40 | Hydraulics | 1 | CRPP-1-MA16-G-HYD-23 | 013331 | Thermostatic Mixing Valves | Enware water supply management system | Hydraulic Services | Thermostatic Mixing Valves | Enware |  |  | 1
#AST288 |  | CRPP | Mainstream Accommodation 16 | GR | Ground | MA16-241 | Cell 41 | Hydraulics | 1 | CRPP-1-MA16-G-HYD-24 | 013332 | Thermostatic Mixing Valves | Enware water supply management system | Hydraulic Services | Thermostatic Mixing Valves | Enware |  |  | 1
#AST289 |  | CRPP | Mainstream Accommodation 16 | GR | Ground | MA16-242 | Cell 42 | Hydraulics | 1 | CRPP-1-MA16-G-HYD-25 | 013333 | Thermostatic Mixing Valves | Enware water supply management system | Hydraulic Services | Thermostatic Mixing Valves | Enware |  |  | 1
#AST290 |  | CRPP | Mainstream Accommodation 16 | GR | Ground | MA16-243 | Cell 43 | Hydraulics | 1 | CRPP-1-MA16-G-HYD-26 | 013334 | Thermostatic Mixing Valves | Enware water supply management system | Hydraulic Services | Thermostatic Mixing Valves | Enware |  |  | 1
#AST291 |  | CRPP | Mainstream Accommodation 16 | GR | Ground | MA16-244 | Cell 44 | Hydraulics | 1 | CRPP-1-MA16-G-HYD-27 | 013335 | Thermostatic Mixing Valves | Enware water supply management system | Hydraulic Services | Thermostatic Mixing Valves | Enware |  |  | 1
#AST292 |  | CRPP | Mainstream Accommodation 16 | GR | Ground | MA16-245 | Cell 45 | Hydraulics | 1 | CRPP-1-MA16-G-HYD-28 | 013336 | Thermostatic Mixing Valves | Enware water supply management system | Hydraulic Services | Thermostatic Mixing Valves | Enware |  |  | 1
#AST293 |  | CRPP | Mainstream Accommodation 16 | GR | Ground | MA16-246 | Cell 46 | Hydraulics | 1 | CRPP-1-MA16-G-HYD-29 | 013337 | Thermostatic Mixing Valves | Enware water supply management system | Hydraulic Services | Thermostatic Mixing Valves | Enware |  |  | 1
#AST294 |  | CRPP | Mainstream Accommodation 16 | GR | Ground | MA16-247 | Cell 47 | Hydraulics | 1 | CRPP-1-MA16-G-HYD-30 | 013338 | Thermostatic Mixing Valves | Enware water supply management system | Hydraulic Services | Thermostatic Mixing Valves | Enware |  |  | 1
#AST295 |  | CRPP | Mainstream Accommodation 16 | GR | Ground | MA16-248 | Cell 48 | Hydraulics | 1 | CRPP-1-MA16-G-HYD-31 | 013339 | Thermostatic Mixing Valves | Enware water supply management system | Hydraulic Services | Thermostatic Mixing Valves | Enware |  |  | 1
#AST296 |  | CRPP | Mainstream Accommodation 16 | GR | Ground | MA16-249 | Cell 49 | Hydraulics | 1 | CRPP-1-MA16-G-HYD-32 | 013340 | Thermostatic Mixing Valves | Enware water supply management system | Hydraulic Services | Thermostatic Mixing Valves | Enware |  |  | 1
#AST297 |  | CRPP | Mainstream Accommodation 16 | GR | Ground | MA16-250 | Cell 50 | Hydraulics | 1 | CRPP-1-MA16-G-HYD-33 | 013341 | Thermostatic Mixing Valves | Enware water supply management system | Hydraulic Services | Thermostatic Mixing Valves | Enware |  |  | 1
#AST298 |  | CRPP | Mainstream Accommodation 16 | GR | Ground | MA16-251 | Cell 51 | Hydraulics | 1 | CRPP-1-MA16-G-HYD-34 | 013342 | Thermostatic Mixing Valves | Enware water supply management system | Hydraulic Services | Thermostatic Mixing Valves | Enware |  |  | 1
#AST299 |  | CRPP | Mainstream Accommodation 16 | GR | Ground | MA16-252 | Cell 52 | Hydraulics | 1 | CRPP-1-MA16-G-HYD-35 | 013343 | Thermostatic Mixing Valves | Enware water supply management system | Hydraulic Services | Thermostatic Mixing Valves | Enware |  |  | 1
#AST300 |  | CRPP | Mainstream Accommodation 16 | GR | Ground | MA16-253 | Cell 53 | Hydraulics | 1 | CRPP-1-MA16-G-HYD-36 | 013344 | Thermostatic Mixing Valves | Enware water supply management system | Hydraulic Services | Thermostatic Mixing Valves | Enware |  |  | 1
#AST301 |  | CRPP | Mainstream Accommodation 16 | GR | Ground | MA16-254 | Cell 54 | Hydraulics | 1 | CRPP-1-MA16-G-HYD-37 | 013345 | Thermostatic Mixing Valves | Enware water supply management system | Hydraulic Services | Thermostatic Mixing Valves | Enware |  |  | 1
#AST266 |  | CRPP | Mainstream Accommodation 16 | L1 | Level 01 | MA16-219 | Cell 19 | Hydraulics | 1 | CRPP-1-MA16-L1-HYD-05 | 013303 | Thermostatic Mixing Valves | Enware water supply management system | Hydraulic Services | Thermostatic Mixing Valves | Enware |  |  | 1
#AST267 |  | CRPP | Mainstream Accommodation 16 | L1 | Level 01 | MA16-220 | Cell 20 | Hydraulics | 1 | CRPP-1-MA16-L1-HYD-06 | 013304 | Thermostatic Mixing Valves | Enware water supply management system | Hydraulic Services | Thermostatic Mixing Valves | Enware |  |  | 1
#AST268 |  | CRPP | Mainstream Accommodation 16 | L1 | Level 01 | MA16-221 | Cell 21 | Hydraulics | 1 | CRPP-1-MA16-L1-HYD-07 | 013305 | Thermostatic Mixing Valves | Enware water supply management system | Hydraulic Services | Thermostatic Mixing Valves | Enware |  |  | 1
#AST269 |  | CRPP | Mainstream Accommodation 16 | L1 | Level 01 | MA16-222 | Cell 22 | Hydraulics | 1 | CRPP-1-MA16-L1-HYD-08 | 013306 | Thermostatic Mixing Valves | Enware water supply management system | Hydraulic Services | Thermostatic Mixing Valves | Enware |  |  | 1
#AST270 |  | CRPP | Mainstream Accommodation 16 | L1 | Level 01 | MA16-223 | Cell 23 | Hydraulics | 1 | CRPP-1-MA16-L1-HYD-09 | 013307 | Thermostatic Mixing Valves | Enware water supply management system | Hydraulic Services | Thermostatic Mixing Valves | Enware |  |  | 1
#AST271 |  | CRPP | Mainstream Accommodation 16 | L1 | Level 01 | MA16-224 | Cell 24 | Hydraulics | 1 | CRPP-1-MA16-L1-HYD-10 | 013308 | Thermostatic Mixing Valves | Enware water supply management system | Hydraulic Services | Thermostatic Mixing Valves | Enware |  |  | 1
#AST272 |  | CRPP | Mainstream Accommodation 16 | L1 | Level 01 | MA16-225 | Cell 25 | Hydraulics | 1 | CRPP-1-MA16-L1-HYD-11 | 013309 | Thermostatic Mixing Valves | Enware water supply management system | Hydraulic Services | Thermostatic Mixing Valves | Enware |  |  | 1
#AST273 |  | CRPP | Mainstream Accommodation 16 | L1 | Level 01 | MA16-226 | Cell 26 | Hydraulics | 1 | CRPP-1-MA16-L1-HYD-12 | 013310 | Thermostatic Mixing Valves | Enware water supply management system | Hydraulic Services | Thermostatic Mixing Valves | Enware |  |  | 1
#AST274 |  | CRPP | Mainstream Accommodation 16 | L1 | Level 01 | MA16-227 | Cell 27 | Hydraulics | 1 | CRPP-1-MA16-L1-HYD-13 | 013311 | Thermostatic Mixing Valves | Enware water supply management system | Hydraulic Services | Thermostatic Mixing Valves | Enware |  |  | 1
#AST275 |  | CRPP | Mainstream Accommodation 16 | L1 | Level 01 | MA16-228 | Cell 28 | Hydraulics | 1 | CRPP-1-MA16-L1-HYD-14 | 013312 | Thermostatic Mixing Valves | Enware water supply management system | Hydraulic Services | Thermostatic Mixing Valves | Enware |  |  | 1
#AST276 |  | CRPP | Mainstream Accommodation 16 | L1 | Level 01 | MA16-229 | Cell 29 | Hydraulics | 1 | CRPP-1-MA16-L1-HYD-15 | 013313 | Thermostatic Mixing Valves | Enware water supply management system | Hydraulic Services | Thermostatic Mixing Valves | Enware |  |  | 1
#AST277 |  | CRPP | Mainstream Accommodation 16 | L1 | Level 01 | MA16-230 | Cell 30 | Hydraulics | 1 | CRPP-1-MA16-L1-HYD-16 | 013314 | Thermostatic Mixing Valves | Enware water supply management system | Hydraulic Services | Thermostatic Mixing Valves | Enware |  |  | 1
#AST278 |  | CRPP | Mainstream Accommodation 16 | L1 | Level 01 | MA16-231 | Cell 31 | Hydraulics | 1 | CRPP-1-MA16-L1-HYD-17 | 013315 | Thermostatic Mixing Valves | Enware water supply management system | Hydraulic Services | Thermostatic Mixing Valves | Enware |  |  | 1
#AST279 |  | CRPP | Mainstream Accommodation 16 | L1 | Level 01 | MA16-232 | Cell 32 | Hydraulics | 1 | CRPP-1-MA16-L1-HYD-18 | 013316 | Thermostatic Mixing Valves | Enware water supply management system | Hydraulic Services | Thermostatic Mixing Valves | Enware |  |  | 1
#AST280 |  | CRPP | Mainstream Accommodation 16 | L1 | Level 01 | MA16-233 | Cell 33 | Hydraulics | 1 | CRPP-1-MA16-L1-HYD-19 | 013317 | Thermostatic Mixing Valves | Enware water supply management system | Hydraulic Services | Thermostatic Mixing Valves | Enware |  |  | 1
#AST281 |  | CRPP | Mainstream Accommodation 16 | L1 | Level 01 | MA16-234 | Cell 34 | Hydraulics | 1 | CRPP-1-MA16-L1-HYD-20 | 013318 | Thermostatic Mixing Valves | Enware water supply management system | Hydraulic Services | Thermostatic Mixing Valves | Enware |  |  | 1
#AST282 |  | CRPP | Mainstream Accommodation 16 | L1 | Level 01 | MA16-235 | Double Cell 35 | Hydraulics | 1 | CRPP-1-MA16-L1-HYD-21 | 013319 | Thermostatic Mixing Valves | Enware water supply management system | Hydraulic Services | Thermostatic Mixing Valves | Enware |  |  | 1
#AST283 |  | CRPP | Mainstream Accommodation 16 | L1 | Level 01 | MA16-236 | Double Cell 36 | Hydraulics | 1 | CRPP-1-MA16-L1-HYD-22 | 013320 | Thermostatic Mixing Valves | Enware water supply management system | Hydraulic Services | Thermostatic Mixing Valves | Enware |  |  | 1
#AST302 |  | CRPP | Mainstream Accommodation 16 | L1 | Level 01 | MA16-255 | Double Cell 55 | Hydraulics | 1 | CRPP-1-MA16-L1-HYD-23 | 013348 | Thermostatic Mixing Valves | Enware water supply management system | Hydraulic Services | Thermostatic Mixing Valves | Enware |  |  | 1
#AST303 |  | CRPP | Mainstream Accommodation 16 | L1 | Level 01 | MA16-256 | Double Cell 56 | Hydraulics | 1 | CRPP-1-MA16-L1-HYD-24 | 013349 | Thermostatic Mixing Valves | Enware water supply management system | Hydraulic Services | Thermostatic Mixing Valves | Enware |  |  | 1
#AST304 |  | CRPP | Mainstream Accommodation 16 | L1 | Level 01 | MA16-257 | Cell 57 | Hydraulics | 1 | CRPP-1-MA16-L1-HYD-25 | 013350 | Thermostatic Mixing Valves | Enware water supply management system | Hydraulic Services | Thermostatic Mixing Valves | Enware |  |  | 1
#AST305 |  | CRPP | Mainstream Accommodation 16 | L1 | Level 01 | MA16-258 | Cell 58 | Hydraulics | 1 | CRPP-1-MA16-L1-HYD-26 | 013351 | Thermostatic Mixing Valves | Enware water supply management system | Hydraulic Services | Thermostatic Mixing Valves | Enware |  |  | 1
#AST306 |  | CRPP | Mainstream Accommodation 16 | L1 | Level 01 | MA16-259 | Cell 59 | Hydraulics | 1 | CRPP-1-MA16-L1-HYD-27 | 013352 | Thermostatic Mixing Valves | Enware water supply management system | Hydraulic Services | Thermostatic Mixing Valves | Enware |  |  | 1
#AST307 |  | CRPP | Mainstream Accommodation 16 | L1 | Level 01 | MA16-260 | Cell 60 | Hydraulics | 1 | CRPP-1-MA16-L1-HYD-28 | 013353 | Thermostatic Mixing Valves | Enware water supply management system | Hydraulic Services | Thermostatic Mixing Valves | Enware |  |  | 1
#AST308 |  | CRPP | Mainstream Accommodation 16 | L1 | Level 01 | MA16-261 | Cell 61 | Hydraulics | 1 | CRPP-1-MA16-L1-HYD-29 | 013354 | Thermostatic Mixing Valves | Enware water supply management system | Hydraulic Services | Thermostatic Mixing Valves | Enware |  |  | 1
#AST309 |  | CRPP | Mainstream Accommodation 16 | L1 | Level 01 | MA16-262 | Cell 62 | Hydraulics | 1 | CRPP-1-MA16-L1-HYD-30 | 013355 | Thermostatic Mixing Valves | Enware water supply management system | Hydraulic Services | Thermostatic Mixing Valves | Enware |  |  | 1
#AST310 |  | CRPP | Mainstream Accommodation 16 | L1 | Level 01 | MA16-263 | Cell 63 | Hydraulics | 1 | CRPP-1-MA16-L1-HYD-31 | 013356 | Thermostatic Mixing Valves | Enware water supply management system | Hydraulic Services | Thermostatic Mixing Valves | Enware |  |  | 1
#AST311 |  | CRPP | Mainstream Accommodation 16 | L1 | Level 01 | MA16-264 | Cell 64 | Hydraulics | 1 | CRPP-1-MA16-L1-HYD-32 | 013357 | Thermostatic Mixing Valves | Enware water supply management system | Hydraulic Services | Thermostatic Mixing Valves | Enware |  |  | 1
#AST312 |  | CRPP | Mainstream Accommodation 16 | L1 | Level 01 | MA16-265 | Cell 65 | Hydraulics | 1 | CRPP-1-MA16-L1-HYD-33 | 013358 | Thermostatic Mixing Valves | Enware water supply management system | Hydraulic Services | Thermostatic Mixing Valves | Enware |  |  | 1
#AST313 |  | CRPP | Mainstream Accommodation 16 | L1 | Level 01 | MA16-266 | Cell 66 | Hydraulics | 1 | CRPP-1-MA16-L1-HYD-34 | 013359 | Thermostatic Mixing Valves | Enware water supply management system | Hydraulic Services | Thermostatic Mixing Valves | Enware |  |  | 1
#AST314 |  | CRPP | Mainstream Accommodation 16 | L1 | Level 01 | MA16-267 | Cell 67 | Hydraulics | 1 | CRPP-1-MA16-L1-HYD-35 | 013360 | Thermostatic Mixing Valves | Enware water supply management system | Hydraulic Services | Thermostatic Mixing Valves | Enware |  |  | 1
#AST315 |  | CRPP | Mainstream Accommodation 16 | L1 | Level 01 | MA16-268 | Cell 68 | Hydraulics | 1 | CRPP-1-MA16-L1-HYD-36 | 013361 | Thermostatic Mixing Valves | Enware water supply management system | Hydraulic Services | Thermostatic Mixing Valves | Enware |  |  | 1
#AST316 |  | CRPP | Mainstream Accommodation 16 | L1 | Level 01 | MA16-269 | Cell 69 | Hydraulics | 1 | CRPP-1-MA16-L1-HYD-37 | 013362 | Thermostatic Mixing Valves | Enware water supply management system | Hydraulic Services | Thermostatic Mixing Valves | Enware |  |  | 1
#AST317 |  | CRPP | Mainstream Accommodation 16 | L1 | Level 01 | MA16-270 | Cell 70 | Hydraulics | 1 | CRPP-1-MA16-L1-HYD-38 | 013363 | Thermostatic Mixing Valves | Enware water supply management system | Hydraulic Services | Thermostatic Mixing Valves | Enware |  |  | 1
#AST318 |  | CRPP | Mainstream Accommodation 16 | L1 | Level 01 | MA16-271 | Cell 71 | Hydraulics | 1 | CRPP-1-MA16-L1-HYD-39 | 013364 | Thermostatic Mixing Valves | Enware water supply management system | Hydraulic Services | Thermostatic Mixing Valves | Enware |  |  | 1
#AST319 |  | CRPP | Mainstream Accommodation 16 | L1 | Level 01 | MA16-272 | Cell 72 | Hydraulics | 1 | CRPP-1-MA16-L1-HYD-40 | 013365 | Thermostatic Mixing Valves | Enware water supply management system | Hydraulic Services | Thermostatic Mixing Valves | Enware |  |  | 1
#AST6598 |  | CRPP | Management Unit | GR | Ground | MU-033 | Cleaners | Hydraulics | 1 | CRPP-1-MU-G-HYD-66 | 015284 | Backflow Prevention Device | 20mm RPZD in s/s enclosure w/glass viewing screen - DCW only | Hydraulic Services | Backflow Prevention Device | ZURN | Model 375 | B4145776 | 1
#AST4179 |  | CRPP | Management Unit | PL | Plant | MU-101 | Plant Room | Hydraulics | 1 | CRPP-1-MU-G-HYD-16 | 015286 | Domestic Hot Water Service | Domestic hot water plant | Hydraulic Services | Hot Water Units Gas | Rheem | TPI 03 |  | 1
#AST4180 |  | CRPP | Management Unit | PL | Plant | MU-101 | Plant Room | Hydraulics | 1 | CRPP-1-MU-G-HYD-17 | 015287 | Backflow Prevention Device | Double check valve - Fire (40mm) | Hydraulic Services | Backflow Prevention Device | ZURN | Model 350 | B255808 | 1
#AST4166 | #AST4028 | CRPP | Management Unit | GR | Ground | MU-011 | Wc Airlock | Hydraulics | 1 | CRPP-1-MU-G-HYD-07 | 015224 | Thermostatic Mixing Valves | Enware Aquablend TMV - 15mm | Hydraulic Services | Thermostatic Mixing Valves | Enware | Aquablend 1500 |  | 1
#AST4168 | #AST4028 | CRPP | Management Unit | GR | Ground | MU-014 | Acc Visitor Wc | Hydraulics | 1 | CRPP-1-MU-G-HYD-09 | 015258 | Thermostatic Mixing Valves | Enware Aquablend TMV - 15mm | Hydraulic Services | Thermostatic Mixing Valves | Enware | Aquablend 1500 |  | 1
#AST4173 | #AST4028 | CRPP | Management Unit | GR | Ground | MU-054 | Consulting | Hydraulics | 1 | CRPP-1-MU-G-HYD-14 | 015256 | Thermostatic Mixing Valves | Enware Aquablend TMV - 15mm | Hydraulic Services | Thermostatic Mixing Valves | Enware | Aquablend 1500 |  | 1
#AST4174 | #AST4028 | CRPP | Management Unit | GR | Ground | MU-055 | Dispensary | Hydraulics | 1 | CRPP-1-MU-G-HYD-15 | 015255 | Thermostatic Mixing Valves | Enware Aquablend TMV - 20mm | Hydraulic Services | Thermostatic Mixing Valves | Enware | Aquablend 1500 |  | 1
#AST4169 |  | CRPP | Management Unit | GR | Ground | MU-045 | Obs Shower | Hydraulics | 1 | CRPP-1-MU-G-HYD-10 | 015293 | Thermostatic Mixing Valves | Enware water supply management system | Hydraulic Services | Thermostatic Mixing Valves | Enware |  |  | 1
#AST4170 |  | CRPP | Management Unit | GR | Ground | MU-046 | Obs Cell 1 | Hydraulics | 1 | CRPP-1-MU-G-HYD-11 | 015290 | Thermostatic Mixing Valves | Enware water supply management system | Hydraulic Services | Thermostatic Mixing Valves | Enware |  |  | 1
#AST4171 |  | CRPP | Management Unit | GR | Ground | MU-047 | Obs Cell 2 | Hydraulics | 1 | CRPP-1-MU-G-HYD-12 | 015291 | Thermostatic Mixing Valves | Enware water supply management system | Hydraulic Services | Thermostatic Mixing Valves | Enware |  |  | 1
#AST4172 |  | CRPP | Management Unit | GR | Ground | MU-048 | Obs Cell 3 | Hydraulics | 1 | CRPP-1-MU-G-HYD-13 | 015292 | Thermostatic Mixing Valves | Enware water supply management system | Hydraulic Services | Thermostatic Mixing Valves | Enware |  |  | 1
#AST4182 |  | CRPP | Management Unit | GR | Ground | MU-201 | Cell 1 | Hydraulics | 1 | CRPP-1-MU-G-HYD-19 | 014911 | Thermostatic Mixing Valves | Enware water supply management system | Hydraulic Services | Thermostatic Mixing Valves | Enware |  |  | 1
#AST4183 |  | CRPP | Management Unit | GR | Ground | MU-202 | Cell 2 | Hydraulics | 1 | CRPP-1-MU-G-HYD-20 | 014914 | Thermostatic Mixing Valves | Enware water supply management system | Hydraulic Services | Thermostatic Mixing Valves | Enware |  |  | 1
#AST4184 |  | CRPP | Management Unit | GR | Ground | MU-203 | Cell 3 | Hydraulics | 1 | CRPP-1-MU-G-HYD-21 | 014913 | Thermostatic Mixing Valves | Enware water supply management system | Hydraulic Services | Thermostatic Mixing Valves | Enware |  |  | 1
#AST4185 |  | CRPP | Management Unit | GR | Ground | MU-204 | Cell 4 | Hydraulics | 1 | CRPP-1-MU-G-HYD-22 | 014912 | Thermostatic Mixing Valves | Enware water supply management system | Hydraulic Services | Thermostatic Mixing Valves | Enware |  |  | 1
#AST4186 |  | CRPP | Management Unit | GR | Ground | MU-205 | Cell 5 | Hydraulics | 1 | CRPP-1-MU-G-HYD-23 | 014923 | Thermostatic Mixing Valves | Enware water supply management system | Hydraulic Services | Thermostatic Mixing Valves | Enware |  |  | 1
#AST4187 |  | CRPP | Management Unit | GR | Ground | MU-206 | Cell 6 | Hydraulics | 1 | CRPP-1-MU-G-HYD-24 | 014922 | Thermostatic Mixing Valves | Enware water supply management system | Hydraulic Services | Thermostatic Mixing Valves | Enware |  |  | 1
#AST4188 |  | CRPP | Management Unit | GR | Ground | MU-207 | Cell 7 | Hydraulics | 1 | CRPP-1-MU-G-HYD-25 | 014921 | Thermostatic Mixing Valves | Enware water supply management system | Hydraulic Services | Thermostatic Mixing Valves | Enware |  |  | 1
#AST4189 |  | CRPP | Management Unit | GR | Ground | MU-208 | Cell 8 | Hydraulics | 1 | CRPP-1-MU-G-HYD-26 | 014924 | Thermostatic Mixing Valves | Enware water supply management system | Hydraulic Services | Thermostatic Mixing Valves | Enware |  |  | 1
#AST4190 |  | CRPP | Management Unit | GR | Ground | MU-209 | Cell 9 | Hydraulics | 1 | CRPP-1-MU-G-HYD-27 | 014925 | Thermostatic Mixing Valves | Enware water supply management system | Hydraulic Services | Thermostatic Mixing Valves | Enware |  |  | 1
#AST4191 |  | CRPP | Management Unit | GR | Ground | MU-210 | Cell 10 | Hydraulics | 1 | CRPP-1-MU-G-HYD-28 | 014926 | Thermostatic Mixing Valves | Enware water supply management system | Hydraulic Services | Thermostatic Mixing Valves | Enware |  |  | 1
#AST4192 |  | CRPP | Management Unit | GR | Ground | MU-211 | Cell 11 | Hydraulics | 1 | CRPP-1-MU-G-HYD-29 | 014927 | Thermostatic Mixing Valves | Enware water supply management system | Hydraulic Services | Thermostatic Mixing Valves | Enware |  |  | 1
#AST4193 |  | CRPP | Management Unit | GR | Ground | MU-212 | Cell 12 | Hydraulics | 1 | CRPP-1-MU-G-HYD-30 | 014928 | Thermostatic Mixing Valves | Enware water supply management system | Hydraulic Services | Thermostatic Mixing Valves | Enware |  |  | 1
#AST4194 |  | CRPP | Management Unit | GR | Ground | MU-213 | Cell 13 | Hydraulics | 1 | CRPP-1-MU-G-HYD-31 | 014955 | Thermostatic Mixing Valves | Enware water supply management system | Hydraulic Services | Thermostatic Mixing Valves | Enware |  |  | 1
#AST4195 |  | CRPP | Management Unit | GR | Ground | MU-214 | Cell 14 | Hydraulics | 1 | CRPP-1-MU-G-HYD-32 | 014956 | Thermostatic Mixing Valves | Enware water supply management system | Hydraulic Services | Thermostatic Mixing Valves | Enware |  |  | 1
#AST4196 |  | CRPP | Management Unit | GR | Ground | MU-215 | Cell 15 | Hydraulics | 1 | CRPP-1-MU-G-HYD-33 | 014957 | Thermostatic Mixing Valves | Enware water supply management system | Hydraulic Services | Thermostatic Mixing Valves | Enware |  |  | 1
#AST4197 |  | CRPP | Management Unit | GR | Ground | MU-216 | Cell 16 | Hydraulics | 1 | CRPP-1-MU-G-HYD-34 | 014958 | Thermostatic Mixing Valves | Enware water supply management system | Hydraulic Services | Thermostatic Mixing Valves | Enware |  |  | 1
#AST4198 |  | CRPP | Management Unit | GR | Ground | MU-217 | Cell 17 | Hydraulics | 1 | CRPP-1-MU-G-HYD-35 | 014929 | Thermostatic Mixing Valves | Enware water supply management system | Hydraulic Services | Thermostatic Mixing Valves | Enware |  |  | 1
#AST4199 |  | CRPP | Management Unit | GR | Ground | MU-218 | Cell 18 | Hydraulics | 1 | CRPP-1-MU-G-HYD-36 | 014930 | Thermostatic Mixing Valves | Enware water supply management system | Hydraulic Services | Thermostatic Mixing Valves | Enware |  |  | 1
#AST4200 |  | CRPP | Management Unit | GR | Ground | MU-219 | Cell 19 | Hydraulics | 1 | CRPP-1-MU-G-HYD-37 | 014931 | Thermostatic Mixing Valves | Enware water supply management system | Hydraulic Services | Thermostatic Mixing Valves | Enware |  |  | 1
#AST4201 |  | CRPP | Management Unit | GR | Ground | MU-220 | Cell 20 (Acc) | Hydraulics | 1 | CRPP-1-MU-G-HYD-38 | 014959 | Thermostatic Mixing Valves | Enware water supply management system | Hydraulic Services | Thermostatic Mixing Valves | Enware |  |  | 1
#AST4202 |  | CRPP | Management Unit | GR | Ground | MU-221 | Su-Cell 1 | Hydraulics | 1 | CRPP-1-MU-G-HYD-39 | 014960 | Thermostatic Mixing Valves | Enware water supply management system | Hydraulic Services | Thermostatic Mixing Valves | Enware |  |  | 1
#AST4203 |  | CRPP | Management Unit | GR | Ground | MU-222 | Su-Cell 2 | Hydraulics | 1 | CRPP-1-MU-G-HYD-40 | 014961 | Thermostatic Mixing Valves | Enware water supply management system | Hydraulic Services | Thermostatic Mixing Valves | Enware |  |  | 1
#AST4204 |  | CRPP | Management Unit | GR | Ground | MU-223 | Su-Cell 3 | Hydraulics | 1 | CRPP-1-MU-G-HYD-41 | 014962 | Thermostatic Mixing Valves | Enware water supply management system | Hydraulic Services | Thermostatic Mixing Valves | Enware |  |  | 1
#AST4205 |  | CRPP | Management Unit | GR | Ground | MU-224 | Su-Cell 4 | Hydraulics | 1 | CRPP-1-MU-G-HYD-42 | 014963 | Thermostatic Mixing Valves | Enware water supply management system | Hydraulic Services | Thermostatic Mixing Valves | Enware |  |  | 1
#AST4206 |  | CRPP | Management Unit | GR | Ground | MU-225 | Cell 21 | Hydraulics | 1 | CRPP-1-MU-G-HYD-43 | 014964 | Thermostatic Mixing Valves | Enware water supply management system | Hydraulic Services | Thermostatic Mixing Valves | Enware |  |  | 1
#AST4207 |  | CRPP | Management Unit | GR | Ground | MU-226 | Cell 22 | Hydraulics | 1 | CRPP-1-MU-G-HYD-44 | 014965 | Thermostatic Mixing Valves | Enware water supply management system | Hydraulic Services | Thermostatic Mixing Valves | Enware |  |  | 1
#AST4208 |  | CRPP | Management Unit | GR | Ground | MU-227 | Cell 23 | Hydraulics | 1 | CRPP-1-MU-G-HYD-45 | 014932 | Thermostatic Mixing Valves | Enware water supply management system | Hydraulic Services | Thermostatic Mixing Valves | Enware |  |  | 1
#AST4209 |  | CRPP | Management Unit | GR | Ground | MU-228 | Cell 24 | Hydraulics | 1 | CRPP-1-MU-G-HYD-46 | 014933 | Thermostatic Mixing Valves | Enware water supply management system | Hydraulic Services | Thermostatic Mixing Valves | Enware |  |  | 1
#AST4210 |  | CRPP | Management Unit | GR | Ground | MU-229 | Cell 25 | Hydraulics | 1 | CRPP-1-MU-G-HYD-47 | 014934 | Thermostatic Mixing Valves | Enware water supply management system | Hydraulic Services | Thermostatic Mixing Valves | Enware |  |  | 1
#AST4211 |  | CRPP | Management Unit | GR | Ground | MU-230 | Cell 26 | Hydraulics | 1 | CRPP-1-MU-G-HYD-48 | 014935 | Thermostatic Mixing Valves | Enware water supply management system | Hydraulic Services | Thermostatic Mixing Valves | Enware |  |  | 1
#AST4212 |  | CRPP | Management Unit | GR | Ground | MU-231 | Cell 27 | Hydraulics | 1 | CRPP-1-MU-G-HYD-49 | 014936 | Thermostatic Mixing Valves | Enware water supply management system | Hydraulic Services | Thermostatic Mixing Valves | Enware |  |  | 1
#AST4213 |  | CRPP | Management Unit | GR | Ground | MU-232 | Cell 28 | Hydraulics | 1 | CRPP-1-MU-G-HYD-50 | 014937 | Thermostatic Mixing Valves | Enware water supply management system | Hydraulic Services | Thermostatic Mixing Valves | Enware |  |  | 1
#AST4214 |  | CRPP | Management Unit | GR | Ground | MU-233 | Cell 29 | Hydraulics | 1 | CRPP-1-MU-G-HYD-51 | 014938 | Thermostatic Mixing Valves | Enware water supply management system | Hydraulic Services | Thermostatic Mixing Valves | Enware |  |  | 1
#AST4215 |  | CRPP | Management Unit | GR | Ground | MU-234 | Cell 30 | Hydraulics | 1 | CRPP-1-MU-G-HYD-52 | 014939 | Thermostatic Mixing Valves | Enware water supply management system | Hydraulic Services | Thermostatic Mixing Valves | Enware |  |  | 1
#AST4216 |  | CRPP | Management Unit | GR | Ground | MU-235 | Cell 31 | Hydraulics | 1 | CRPP-1-MU-G-HYD-53 | 014940 | Thermostatic Mixing Valves | Enware water supply management system | Hydraulic Services | Thermostatic Mixing Valves | Enware |  |  | 1
#AST4217 |  | CRPP | Management Unit | GR | Ground | MU-236 | Cell 32 | Hydraulics | 1 | CRPP-1-MU-G-HYD-54 | 014941 | Thermostatic Mixing Valves | Enware water supply management system | Hydraulic Services | Thermostatic Mixing Valves | Enware |  |  | 1
#AST4218 |  | CRPP | Management Unit | GR | Ground | MU-237 | Cell 33 | Hydraulics | 1 | CRPP-1-MU-G-HYD-55 | 014942 | Thermostatic Mixing Valves | Enware water supply management system | Hydraulic Services | Thermostatic Mixing Valves | Enware |  |  | 1
#AST4219 |  | CRPP | Management Unit | GR | Ground | MU-238 | Cell 34 | Hydraulics | 1 | CRPP-1-MU-G-HYD-56 | 014943 | Thermostatic Mixing Valves | Enware water supply management system | Hydraulic Services | Thermostatic Mixing Valves | Enware |  |  | 1
#AST4220 |  | CRPP | Management Unit | GR | Ground | MU-239 | Cell 35 | Hydraulics | 1 | CRPP-1-MU-G-HYD-57 | 014944 | Thermostatic Mixing Valves | Enware water supply management system | Hydraulic Services | Thermostatic Mixing Valves | Enware |  |  | 1
#AST4221 |  | CRPP | Management Unit | GR | Ground | MU-240 | Cell 36 | Hydraulics | 1 | CRPP-1-MU-G-HYD-58 | 014978 | Thermostatic Mixing Valves | Enware water supply management system | Hydraulic Services | Thermostatic Mixing Valves | Enware |  |  | 1
#AST4222 |  | CRPP | Management Unit | GR | Ground | MU-241 | Cell 37 | Hydraulics | 1 | CRPP-1-MU-G-HYD-59 | 014979 | Thermostatic Mixing Valves | Enware water supply management system | Hydraulic Services | Thermostatic Mixing Valves | Enware |  |  | 1
#AST4223 |  | CRPP | Management Unit | GR | Ground | MU-242 | Cell 38 | Hydraulics | 1 | CRPP-1-MU-G-HYD-60 | 014980 | Thermostatic Mixing Valves | Enware water supply management system | Hydraulic Services | Thermostatic Mixing Valves | Enware |  |  | 1
#AST4224 |  | CRPP | Management Unit | GR | Ground | MU-243 | Cell 39 | Hydraulics | 1 | CRPP-1-MU-G-HYD-61 | 014966 | Thermostatic Mixing Valves | Enware water supply management system | Hydraulic Services | Thermostatic Mixing Valves | Enware |  |  | 1
#AST4225 |  | CRPP | Management Unit | GR | Ground | MU-244 | Cell 40 | Hydraulics | 1 | CRPP-1-MU-G-HYD-62 | 014967 | Thermostatic Mixing Valves | Enware water supply management system | Hydraulic Services | Thermostatic Mixing Valves | Enware |  |  | 1
#AST3870 |  | CRPP | Operations Centre | GR | Ground | OC-025 | Plant | Hydraulics | 1 | CRPP-1-OC-G-HYD-11 | 014005 | Backflow Prevention Device | 20mm RPZD in s/s enclosure w/glass viewing screen - DCW only | Hydraulic Services | Backflow Prevention Device | ZURN | Model 375 | B413674 | 1
#AST3869 |  | CRPP | Operations Centre | L1 | Level 01 | OC-126 | Cleaners 2 | Hydraulics | 1 | CRPP-1-OC-L1-HYD-05 | 014008 | Backflow Prevention Device | 20mm RPZD in s/s enclosure w/glass viewing screen - DCW only | Hydraulic Services | Backflow Prevention Device | ZURN | Model 375 | B415855 | 1
#AST3857 |  | CRPP | Operations Centre | GR | Ground | OC-025 | Plant | Hydraulics | 1 | CRPP-1-OC-G-HYD-05 | 014011 | Domestic Hot Water Service | Domestic hot water plant | Hydraulic Services | Hot Water Units Gas | Rheem | 315 Electric |  | 1
#AST3868 |  | CRPP | Operations Centre | GR | Ground | OC-024 | Cleaners 1 | Hydraulics | 1 | CRPP-1-OC-G-HYD-10 | 014012 | Backflow Prevention Device | Double check valve - Fire (32mm) | Hydraulic Services | Backflow Prevention Device | ZURN | Model 350 | B343100 | 1
#AST3849 | #AST4028 | CRPP | Operations Centre | GR | Ground | OC-001 | Corridor 1 | Hydraulics | 1 | CRPP-1-OC-G-HYD-01 | 014025 | Thermostatic Mixing Valves | Enware Aquablend TMV - 15mm | Hydraulic Services | Thermostatic Mixing Valves | Enware | Aquablend 1500 |  | 1
#AST3852 | #AST4028 | CRPP | Operations Centre | GR | Ground | OC-023 | Acc Staff Wc 1 | Hydraulics | 1 | CRPP-1-OC-G-HYD-04 | 014026 | Thermostatic Mixing Valves | Enware Aquablend TMV - 15mm | Hydraulic Services | Thermostatic Mixing Valves | Enware | Aquablend 1500 |  | 1
#AST3859 | #AST4028 | CRPP | Operations Centre | GR | Ground | OC-031 | Urinalysis 2 | Hydraulics | 1 | CRPP-1-OC-G-HYD-07 | 014031 | Thermostatic Mixing Valves | Enware Aquablend TMV - 15mm | Hydraulic Services | Thermostatic Mixing Valves | Enware | Aquablend 1500 |  | 1
#AST3860 | #AST4028 | CRPP | Operations Centre | GR | Ground | OC-033 | Shop | Hydraulics | 1 | CRPP-1-OC-G-HYD-08 | 014027 | Thermostatic Mixing Valves | Enware Aquablend TMV - 15mm | Hydraulic Services | Thermostatic Mixing Valves | Enware | Aquablend 1500 |  | 1
#AST3861 | #AST4028 | CRPP | Operations Centre | GR | Ground | OC-036 | Female Staff Wc 2 | Hydraulics | 1 | CRPP-1-OC-G-HYD-09 | 014024 | Thermostatic Mixing Valves | Enware Aquablend TMV - 15mm | Hydraulic Services | Thermostatic Mixing Valves | Enware | Aquablend 1500 |  | 1
#AST3862 | #AST4028 | CRPP | Operations Centre | GR | Ground | OC-036 | Female Staff Wc 2 | Hydraulics | 1 | CRPP-1-OC-G-HYD-10 | 014029 | Thermostatic Mixing Valves | Enware Aquablend TMV - 15mm | Hydraulic Services | Thermostatic Mixing Valves | Enware | Aquablend 1500 |  | 1
#AST3863 | #AST4028 | CRPP | Operations Centre | L1 | Level 01 | OC-117 | Urinalysis Store | Hydraulics | 1 | CRPP-1-OC-L1-HYD-01 | 014023 | Thermostatic Mixing Valves | Enware Aquablend TMV - 15mm | Hydraulic Services | Thermostatic Mixing Valves | Enware | Aquablend 1500 |  | 1
#AST3864 | #AST4028 | CRPP | Operations Centre | L1 | Level 01 | OC-121 | Acc Staff Wc 2 | Hydraulics | 1 | CRPP-1-OC-L1-HYD-02 | 014028 | Thermostatic Mixing Valves | Enware Aquablend TMV - 15mm | Hydraulic Services | Thermostatic Mixing Valves | Enware | Aquablend 1500 |  | 1
#AST3865 | #AST4028 | CRPP | Operations Centre | L1 | Level 01 | OC-123 | Male Staff Wc 3 | Hydraulics | 1 | CRPP-1-OC-L1-HYD-03 | 014029 | Thermostatic Mixing Valves | Enware Aquablend TMV - 15mm | Hydraulic Services | Thermostatic Mixing Valves | Enware | Aquablend 1500 |  | 1
#AST3850 | #AST4028 | CRPP | Operations Centre | GR | Ground | OC-021 | Female Staff Wc 1 | Hydraulics | 1 | CRPP-1-OC-G-HYD-02 | 014022 | Thermostatic Mixing Valves | Enware Aquablend TMV - 20mm | Hydraulic Services | Thermostatic Mixing Valves | Enware | Aquablend 1500 |  | 1
#AST3851 | #AST4028 | CRPP | Operations Centre | GR | Ground | OC-022 | Male Staff Wc 1 | Hydraulics | 1 | CRPP-1-OC-G-HYD-03 | 014032 | Thermostatic Mixing Valves | Enware Aquablend TMV - 20mm | Hydraulic Services | Thermostatic Mixing Valves | Enware | Aquablend 1500 |  | 1
#AST3866 | #AST4028 | CRPP | Operations Centre | L1 | Level 01 | OC-124 | Female Staff Wc 3 | Hydraulics | 1 | CRPP-1-OC-L1-HYD-04 | 014030 | Thermostatic Mixing Valves | Enware Aquablend TMV - 20mm | Hydraulic Services | Thermostatic Mixing Valves | Enware | Aquablend 1500 |  | 1
#AST1740 |  | CRPP | Reception Discharge | GR | Ground | RD-003 | Cleaners | Hydraulics | 1 | CRPP-1-RD-G-HYD-26 | 014061 | Backflow Prevention Device | 20mm RPZD in s/s enclosure w/glass viewing screen - DCW only | Hydraulic Services | Backflow Prevention Device | ZURN | Model 375 | B396197 | 1
#AST1734 |  | CRPP | Reception Discharge | GR | Ground | RD-048 | Mechanical Plant | Hydraulics | 1 | CRPP-1-RD-G-HYD-20 | 014052 | Domestic Hot Water Service | Domestic hot water plant | Hydraulic Services | Hot Water Units Gas | Rheem | TPI 02 |  | 1
#AST1714 |  | CRPP | Reception Discharge | GR | Ground | RD-048 | Mechanical Plant | Hydraulics | 1 | CRPP-1-RD-G-HYD-01 | 014051 | Backflow Prevention Device | Double check valve - Fire (32mm) | Hydraulic Services | Backflow Prevention Device | ZURN | Model 350 | B227886 | 1
#AST1716 | #AST4028 | CRPP | Reception Discharge | GR | Ground | RD-001 | Corridor | Hydraulics | 1 | CRPP-1-RD-G-HYD-02 | 014044 | Thermostatic Mixing Valves | Enware Aquablend TMV - 15mm | Hydraulic Services | Thermostatic Mixing Valves | Enware | Aquablend 1500 |  | 1
#AST1718 | #AST4028 | CRPP | Reception Discharge | GR | Ground | RD-001 | Corridor | Hydraulics | 1 | CRPP-1-RD-G-HYD-04 | 014050 | Thermostatic Mixing Valves | Enware Aquablend TMV - 15mm | Hydraulic Services | Thermostatic Mixing Valves | Enware | Aquablend 1500 |  | 1
#AST1719 | #AST4028 | CRPP | Reception Discharge | GR | Ground | RD-011 | Urinalysis Store | Hydraulics | 1 | CRPP-1-RD-G-HYD-05 | 014048 | Thermostatic Mixing Valves | Enware Aquablend TMV - 15mm | Hydraulic Services | Thermostatic Mixing Valves | Enware | Aquablend 1500 |  | 1
#AST1725 | #AST4028 | CRPP | Reception Discharge | GR | Ground | RD-026 | Acc Prisoner Wc 1 | Hydraulics | 1 | CRPP-1-RD-G-HYD-11 | 014045 | Thermostatic Mixing Valves | Enware Aquablend TMV - 15mm | Hydraulic Services | Thermostatic Mixing Valves | Enware | Aquablend 1500 |  | 1
#AST1728 | #AST4028 | CRPP | Reception Discharge | GR | Ground | RD-029 | Consulting 2 | Hydraulics | 1 | CRPP-1-RD-G-HYD-14 | 014046 | Thermostatic Mixing Valves | Enware Aquablend TMV - 15mm | Hydraulic Services | Thermostatic Mixing Valves | Enware | Aquablend 1500 |  | 1
#AST1729 | #AST4028 | CRPP | Reception Discharge | GR | Ground | RD-030 | Consulting 1 | Hydraulics | 1 | CRPP-1-RD-G-HYD-15 | 014041 | Thermostatic Mixing Valves | Enware Aquablend TMV - 15mm | Hydraulic Services | Thermostatic Mixing Valves | Enware | Aquablend 1500 |  | 1
#AST1733 | #AST4028 | CRPP | Reception Discharge | GR | Ground | RD-043 | Officer Post/Box Writer | Hydraulics | 1 | CRPP-1-RD-G-HYD-19 | 014042 | Thermostatic Mixing Valves | Enware Aquablend TMV - 15mm | Hydraulic Services | Thermostatic Mixing Valves | Enware | Aquablend 1500 |  | 1
#AST1727 | #AST4028 | CRPP | Reception Discharge | GR | Ground | RD-052 | Duct 4 | Hydraulics | 1 | CRPP-1-RD-G-HYD-13 | 014016 | Thermostatic Mixing Valves | Enware Aquablend TMV - 15mm | Hydraulic Services | Thermostatic Mixing Valves | Enware | Aquablend 1500 |  | 1
#AST1724 | #AST4028 | CRPP | Reception Discharge | GR | Ground | RD-127 | Duct 8 | Hydraulics | 1 | CRPP-1-RD-G-HYD-10 | 014072 | Thermostatic Mixing Valves | Enware Aquablend TMV - 15mm | Hydraulic Services | Thermostatic Mixing Valves | Enware | Aquablend 1500 |  | 1
#AST1717 | #AST4028 | CRPP | Reception Discharge | GR | Ground | RD-001 | Corridor | Hydraulics | 1 | CRPP-1-RD-G-HYD-03 | 014049 | Thermostatic Mixing Valves | Enware Aquablend TMV - 20mm | Hydraulic Services | Thermostatic Mixing Valves | Enware | Aquablend 1500 |  | 1
#AST1736 | #AST4028 | CRPP | Reception Discharge | GR | Ground | RD-057 | Wc Airlock | Hydraulics | 1 | CRPP-1-RD-G-HYD-22 | 014043 | Thermostatic Mixing Valves | Enware Aquablend TMV - 20mm | Hydraulic Services | Thermostatic Mixing Valves | Enware | Aquablend 1500 |  | 1
#AST1732 |  | CRPP | Reception Discharge | GR | Ground | RD-049 | Duct 1 | Hydraulics | 1 | CRPP-1-RD-G-HYD-18 | 014017 | Thermostatic Mixing Valves | Enware smart board (Not connected to WMS) | Hydraulic Services | Thermostatic Mixing Valves | Enware | WMSSB-000 |  | 1
#AST1730 |  | CRPP | Reception Discharge | GR | Ground | RD-050 | Duct 2 | Hydraulics | 1 | CRPP-1-RD-G-HYD-16 | 014019 | Thermostatic Mixing Valves | Enware smart board (Not connected to WMS) | Hydraulic Services | Thermostatic Mixing Valves | Enware | WMSSB-000 |  | 1
#AST1731 |  | CRPP | Reception Discharge | GR | Ground | RD-050 | Duct 2 | Hydraulics | 1 | CRPP-1-RD-G-HYD-17 | 014020 | Thermostatic Mixing Valves | Enware smart board (Not connected to WMS) | Hydraulic Services | Thermostatic Mixing Valves | Enware | WMSSB-000 |  | 1
#AST1742 |  | CRPP | Reception Discharge | GR | Ground | RD-051 | Duct 3 | Hydraulics | 1 | CRPP-1-RD-G-HYD-27 | 014047 | Thermostatic Mixing Valves | Enware smart board (Not connected to WMS) | Hydraulic Services | Thermostatic Mixing Valves | Enware | WMSSB-000 |  | 1
#AST1726 |  | CRPP | Reception Discharge | GR | Ground | RD-052 | Duct 4 | Hydraulics | 1 | CRPP-1-RD-G-HYD-12 | 014015 | Thermostatic Mixing Valves | Enware smart board (Not connected to WMS) | Hydraulic Services | Thermostatic Mixing Valves | Enware | WMSSB-000 |  | 1
#AST1720 |  | CRPP | Reception Discharge | GR | Ground | RD-125 | Duct 6 | Hydraulics | 1 | CRPP-1-RD-G-HYD-06 | 014077 | Thermostatic Mixing Valves | Enware smart board (Not connected to WMS) | Hydraulic Services | Thermostatic Mixing Valves | Enware | WMSSB-000 |  | 1
#AST1721 |  | CRPP | Reception Discharge | GR | Ground | RD-126 | Duct 7 | Hydraulics | 1 | CRPP-1-RD-G-HYD-07 | 014076 | Thermostatic Mixing Valves | Enware smart board (Not connected to WMS) | Hydraulic Services | Thermostatic Mixing Valves | Enware | WMSSB-000 |  | 1
#AST1722 |  | CRPP | Reception Discharge | GR | Ground | RD-126 | Duct 7 | Hydraulics | 1 | CRPP-1-RD-G-HYD-08 | 014074 | Thermostatic Mixing Valves | Enware smart board (Not connected to WMS) | Hydraulic Services | Thermostatic Mixing Valves | Enware | WMSSB-000 |  | 1
#AST1723 |  | CRPP | Reception Discharge | GR | Ground | RD-127 | Duct 8 | Hydraulics | 1 | CRPP-1-RD-G-HYD-09 | 014073 | Thermostatic Mixing Valves | Enware smart board (Not connected to WMS) | Hydraulic Services | Thermostatic Mixing Valves | Enware | WMSSB-000 |  | 1
#AST3885 |  | CRPP | Recreation | GR | Ground | RC-006 | Mechanical Plant 1 | Hydraulics | 1 | CRPP-1-RC-G-HYD-11 | 014904 | Backflow Prevention Device | 20mm RPZD - DCW only | Hydraulic Services | Backflow Prevention Device | ZURN | Model 375 | B413224 | 1
#AST3891 |  | CRPP | Recreation | GR | Ground | RC-023 | Mechanical Plant 2 | Hydraulics | 1 | CRPP-1-RC-G-HYD-17 | 014899 | Backflow Prevention Device | 20mm RPZD - DCW only | Hydraulic Services | Backflow Prevention Device | ZURN | Model 375 | B415231 | 1
#AST3889 |  | CRPP | Recreation | GR | Ground | RC-014 | Cleaners | Hydraulics | 1 | CRPP-1-RC-G-HYD-15 | 014903 | Backflow Prevention Device | 20mm RPZD in s/s enclosure w/glass viewing screen - DCW only | Hydraulic Services | Backflow Prevention Device | ZURN | Model 375 | B413763 | 1
#AST3887 |  | CRPP | Recreation | GR | Ground | RC-023 | Mechanical Plant 2 | Hydraulics | 1 | CRPP-1-RC-G-HYD-13 | 014894 | Domestic Hot Water Service | Domestic hot water plant | Hydraulic Services | Hot Water Units Gas | Rheem | TPI 02 |  | 1
#AST3888 |  | CRPP | Recreation | GR | Ground | RC-023 | Mechanical Plant 2 | Hydraulics | 1 | CRPP-1-RC-G-HYD-14 | 014896 | Backflow Prevention Device | Double check valve - Fire (40mm) | Hydraulic Services | Backflow Prevention Device | ZURN | Model 350 | B297373 | 1
#AST3874 | #AST4028 | CRPP | Recreation | GR | Ground | RC-003 | Mainstream Barber | Hydraulics | 1 | CRPP-1-RC-G-HYD-04 | 014887 | Thermostatic Mixing Valves | Enware Aquablend TMV - 15mm | Hydraulic Services | Thermostatic Mixing Valves | Enware | Aquablend 1500 |  | 1
#AST3875 | #AST4028 | CRPP | Recreation | GR | Ground | RC-005 | Acc Staff Wc | Hydraulics | 1 | CRPP-1-RC-G-HYD-05 | 015332 | Thermostatic Mixing Valves | Enware Aquablend TMV - 15mm | Hydraulic Services | Thermostatic Mixing Valves | Enware | Aquablend 1500 |  | 1
#AST3876 | #AST4028 | CRPP | Recreation | GR | Ground | RC-017 | Protection Barber | Hydraulics | 1 | CRPP-1-RC-G-HYD-06 | 015496 | Thermostatic Mixing Valves | Enware Aquablend TMV - 15mm | Hydraulic Services | Thermostatic Mixing Valves | Enware | Aquablend 1500 |  | 1
#AST3879 | #AST4028 | CRPP | Recreation | GR | Ground | RC-021 | Corridor 2 | Hydraulics | 1 | CRPP-1-RC-G-HYD-09 | 015338 | Thermostatic Mixing Valves | Enware Aquablend TMV - 15mm | Hydraulic Services | Thermostatic Mixing Valves | Enware | Aquablend 1500 |  | 1
#AST3873 | #AST4028 | CRPP | Recreation | GR | Ground | RC-001 | Corridor 1 | Hydraulics | 1 | CRPP-1-RC-G-HYD-03 | 013310 | Thermostatic Mixing Valves | Enware Aquablend TMV - 20mm | Hydraulic Services | Thermostatic Mixing Valves | Enware | Aquablend 1500 |  | 1
#AST3877 | #AST4028 | CRPP | Recreation | GR | Ground | RC-018 | Visitor Wc | Hydraulics | 1 | CRPP-1-RC-G-HYD-07 | 015332 | Thermostatic Mixing Valves | Enware Aquablend TMV - 20mm | Hydraulic Services | Thermostatic Mixing Valves | Enware | Aquablend 1500 |  | 1
#AST3878 | #AST4028 | CRPP | Recreation | GR | Ground | RC-019 | Staff Wc | Hydraulics | 1 | CRPP-1-RC-G-HYD-08 | 015497 | Thermostatic Mixing Valves | Enware Aquablend TMV - 20mm | Hydraulic Services | Thermostatic Mixing Valves | Enware | Aquablend 1500 |  | 1
#AST3880 | #AST4028 | CRPP | Recreation | GR | Ground | RC-021 | Corridor 2 | Hydraulics | 1 | CRPP-1-RC-G-HYD-10 | 015498 | Thermostatic Mixing Valves | Enware Aquablend TMV - 20mm | Hydraulic Services | Thermostatic Mixing Valves | Enware | Aquablend 1500 |  | 1
#AST153 |  | CRPP | Visits | GR | Ground | VI-152 | Cleaners | Hydraulics | 1 | CRPP-1-VI-G-HYD-23 | 013939 | Backflow Prevention Device | 20mm RPZD in s/s enclosure w/glass viewing screen - DCW only | Hydraulic Services | Backflow Prevention Device | ZURN | Model 375 | B413688 | 1
#AST149 |  | CRPP | Visits | GR | Ground | VI-149 | Plant Room 3 | Hydraulics | 1 | CRPP-1-VI-G-HYD-19 | 013942 | Domestic Hot Water Service | Domestic hot water plant | Hydraulic Services | Hot Water Units Gas | Rheem | TPI 02 |  | 1
#AST148 |  | CRPP | Visits | GR | Ground | VI-149 | Plant Room 3 | Hydraulics | 1 | CRPP-1-VI-G-HYD-18 | 013943 | Backflow Prevention Device | Double check valve - Fire (32mm) | Hydraulic Services | Backflow Prevention Device | ZURN | Model 350 | B361333 | 1
#AST141 | #AST4028 | CRPP | Visits | GR | Ground | VI-048 | Ms Prisoner Corridor 2 | Hydraulics | 1 | CRPP-1-VI-G-HYD-07 | 013968 | Thermostatic Mixing Valves | Enware Aquablend TMV - 15mm | Hydraulic Services | Thermostatic Mixing Valves | Enware | Aquablend 1500 |  | 1
#AST142 | #AST4028 | CRPP | Visits | GR | Ground | VI-065 | Mainstream Lobby | Hydraulics | 1 | CRPP-1-VI-G-HYD-08 | 013970 | Thermostatic Mixing Valves | Enware Aquablend TMV - 15mm | Hydraulic Services | Thermostatic Mixing Valves | Enware | Aquablend 1500 |  | 1
#AST143 | #AST4028 | CRPP | Visits | GR | Ground | VI-097 | Protection Lobby | Hydraulics | 1 | CRPP-1-VI-G-HYD-09 | 013967 | Thermostatic Mixing Valves | Enware Aquablend TMV - 15mm | Hydraulic Services | Thermostatic Mixing Valves | Enware | Aquablend 1500 |  | 1
#AST144 | #AST4028 | CRPP | Visits | GR | Ground | VI-099 | Protection Corridor 1 | Hydraulics | 1 | CRPP-1-VI-G-HYD-10 | 013966 | Thermostatic Mixing Valves | Enware Aquablend TMV - 15mm | Hydraulic Services | Thermostatic Mixing Valves | Enware | Aquablend 1500 |  | 1
#AST145 | #AST4028 | CRPP | Visits | GR | Ground | VI-142 | Canteen | Hydraulics | 1 | CRPP-1-VI-G-HYD-11 | 013962 | Thermostatic Mixing Valves | Enware Aquablend TMV - 15mm | Hydraulic Services | Thermostatic Mixing Valves | Enware | Aquablend 1500 |  | 1
#AST146 |  | CRPP | Visits | GR | Ground | VI-144 | Staff Wc Airlock | Hydraulics | 1 | CRPP-1-VI-G-HYD-12 | 013976 | Thermostatic Mixing Valves | Enware Aquablend TMV - 15mm | Hydraulic Services | Thermostatic Mixing Valves | Enware | Aquablend 1500 |  | 1
#AST154 |  | CRPP | Visits | GR | Ground | VI-153 | Visitor Acc Wc | Hydraulics | 1 | CRPP-1-VI-G-HYD-24 | 013965 | Thermostatic Mixing Valves | Enware Aquablend TMV - 15mm | Hydraulic Services | Thermostatic Mixing Valves | Enware | Aquablend 1500 |  | 1
#AST155 |  | CRPP | Visits | GR | Ground | VI-154 | Baby Feed | Hydraulics | 1 | CRPP-1-VI-G-HYD-25 | 013974 | Thermostatic Mixing Valves | Enware Aquablend TMV - 15mm | Hydraulic Services | Thermostatic Mixing Valves | Enware | Aquablend 1500 |  | 1
#AST137 | #AST4028 | CRPP | Visits | GR | Ground | VI-006 | Bathroom 1 | Hydraulics | 1 | CRPP-1-VI-G-HYD-02 | 013975 | Thermostatic Mixing Valves | Enware Aquablend TMV - 20mm | Hydraulic Services | Thermostatic Mixing Valves | Enware | Aquablend 1500 |  | 1
#AST140 | #AST4028 | CRPP | Visits | GR | Ground | VI-013 | Bathroom 2 | Hydraulics | 1 | CRPP-1-VI-G-HYD-05 | 013969 | Thermostatic Mixing Valves | Enware Aquablend TMV - 20mm | Hydraulic Services | Thermostatic Mixing Valves | Enware | Aquablend 1500 |  | 1
#AST151 |  | CRPP | Visits | GR | Ground | VI-150 | Male Wc | Hydraulics | 1 | CRPP-1-VI-G-HYD-21 | 013971 | Thermostatic Mixing Valves | Enware Aquablend TMV - 20mm | Hydraulic Services | Thermostatic Mixing Valves | Enware | Aquablend 1500 |  | 1
#AST152 |  | CRPP | Visits | GR | Ground | VI-151 | Female Wc | Hydraulics | 1 | CRPP-1-VI-G-HYD-22 | 013973 | Thermostatic Mixing Valves | Enware Aquablend TMV - 20mm | Hydraulic Services | Thermostatic Mixing Valves | Enware | Aquablend 1500 |  | 1
#AST156 |  | CRPP | Visits | GR | Ground | VI-157 | Staff Wc Airlock | Hydraulics | 1 | CRPP-1-VI-G-HYD-26 | 013976 | Thermostatic Mixing Valves | Enware Aquablend TMV - 20mm | Hydraulic Services | Thermostatic Mixing Valves | Enware | Aquablend 1500 |  | 1