## Project Structure EG (hidden)
Folder Structure |  |  |  | Checklists
Site QA
Switchboards
S1
|  |  | S.1 Assembly | QA_TEM_013_Switchboard & Distribution Board Assembly
|  |  | S.1 Installation | QA_TEM_012_Switchboard & Distribution Board Installation
|  |  | S.1 Cable Termination | QA_TEM_014_Cable Terminations
|  |  | S.1 Accessories | QA_TEM_015_Accessories Installation
|  | S2 |  | Same as S1
|  | S3 |  | Same as S1
|  | S4 |  | Same as S1
|  | S5 |  | Same as S1
|  | S6 |  | Same as S1
|  | S7 |  | Same as S1
|  | S8 |  | Same as S1
|  | S9 |  | Same as S1
|  | S10 |  | Same as S1
Cable Support
Room 1
|  |  | Prior | QA_TEM_008_Cable Support Prior to Cabling
|  |  | Post | QA_TEM_009_Cable Support Post Cabling
|  | Room 2 |  | Same as per Room 1
|  | Room 3 |  | Same as per Room 1
|  | Room 4 |  | Same as per Room 1
|  | Room 5 |  | Same as per Room 1
|  | Room 6 |  | Same as per Room 1
Emergency Lighting
|  | Room 1 |  | QA_TEM_023_Emergency & Exit Lighting
|  | Room 2 |  | QA_TEM_023_Emergency & Exit Lighting
|  | Room 3 |  | QA_TEM_023_Emergency & Exit Lighting
|  | Room 4 |  | QA_TEM_023_Emergency & Exit Lighting
|  | Room 5 |  | QA_TEM_023_Emergency & Exit Lighting
|  | Room 6 |  | QA_TEM_023_Emergency & Exit Lighting

## Project Structure
Folder Structure | [5 empty] | Checklists
Site QA
Electrical services
IN GROUNDS
E01
IN GROUND SERVICES INSTALL - TX-SMHRU-A TO MSB-A TRENCH & BACKFILL
[5 empty] | QES-ITC-E01-001 | QA_TEM_004_Trench and Backfill
IN GROUND SERVICES INSTALL - TX-SMHRU-A TO MSB-A UNDERGROUND CONDUIT INSTALL
[5 empty] | QES-ITC-E01-002 | QA_TEM_005_Underground Conduit Installation
IN GROUND SERVICES INSTALL - TX-SMHRU-B TO MSB-B TRENCH & BACKFILL
[5 empty] | QES-ITC-E01-003 | QA_TEM_003_Earth Electrode
IN GROUND SERVICES INSTALL - TX-SMHRU-B TO MSB-B UNDERGROUND CONDUIT INSTALL
[5 empty] | QES-ITC-E01-004 | QA_TEM_005_Underground Conduit Installation
IN GROUND SERVICES INSTALL - EARTH RING
[5 empty] | QES-ITC-E01-005 | QA_TEM_003_Earth Electrode
IN GROUND SERVICES INSTALL - HV CABLE PIT INSTALLATION
[5 empty] | QES-ITC-E01-006 | QA_TEM_081_Cable Pit Installation
IN GROUND SERVICES INSTALL - BOOM GATE TRENCH & BACKFILL
[5 empty] | QES-ITC-E01-007 | QA_TEM_004_Trench and Backfill
IN GROUND SERVICES INSTALL - BOOM GATE UNDERGROUND CONDUIT INSTALL
[5 empty] | QES-ITC-E01-008 | QA_TEM_005_Underground Conduit Installation
IN GROUND SERVICES INSTALL - COMMS LEAD IN TRENCH & BACKFILL
[5 empty] | QES-ITC-E01-009 | QA_TEM_004_Trench and Backfill
IN GROUND SERVICES INSTALL - COMMS LEAD IN UNDERGROUND CONDUIT INSTALL
[5 empty] | QES-ITC-E01-010 | QA_TEM_005_Underground Conduit Installation
IN GROUND SERVICES INSTALL - EXTERNAL LIGHTING TRENCH & BACKFILL
[5 empty] | QES-ITC-E01-011 | QA_TEM_004_Trench and Backfill
IN GROUND SERVICES INSTALL - EXTERNAL LIGHTING UNDERGROUND CONDUIT INSTALL
[5 empty] | QES-ITC-E01-012 | QA_TEM_005_Underground Conduit Installation
IN SLAB
E02
CAST IN CONDUIT INSTALLATION - BASEMENT 2 POUR 1A
[5 empty] | QES-ITC-E02-001 | QA_TEM_007_Cast in Conduit Installation
CAST IN CONDUIT INSTALLATION - BASEMENT 2 POUR 1B
[5 empty] | QES-ITC-E02-002 | QA_TEM_007_Cast in Conduit Installation
CAST IN CONDUIT INSTALLATION - BASEMENT 2 POUR 2
[5 empty] | QES-ITC-E02-003 | QA_TEM_007_Cast in Conduit Installation
CAST IN CONDUIT INSTALLATION - BASEMENT 2 POUR 3
[5 empty] | QES-ITC-E02-004 | QA_TEM_007_Cast in Conduit Installation
CAST IN CONDUIT INSTALLATION - BASEMENT 2 POUR 4
[5 empty] | QES-ITC-E02-005 | QA_TEM_007_Cast in Conduit Installation
CAST IN CONDUIT INSTALLATION - BASEMENT 1 POUR 1
[5 empty] | QES-ITC-E02-006 | QA_TEM_007_Cast in Conduit Installation
CAST IN CONDUIT INSTALLATION - BASEMENT 1 POUR 2
[5 empty] | QES-ITC-E02-007 | QA_TEM_007_Cast in Conduit Installation
CAST IN CONDUIT INSTALLATION - BASEMENT 1 POUR 3
[5 empty] | QES-ITC-E02-008 | QA_TEM_007_Cast in Conduit Installation
CAST IN CONDUIT INSTALLATION - BASEMENT 1 POUR 4
[5 empty] | QES-ITC-E02-009 | QA_TEM_007_Cast in Conduit Installation
CAST IN CONDUIT INSTALLATION - BASEMENT 1 POUR 5
[5 empty] | QES-ITC-E02-010 | QA_TEM_007_Cast in Conduit Installation
CAST IN CONDUIT INSTALLATION - BASEMENT 1 POUR 6
[5 empty] | QES-ITC-E02-011 | QA_TEM_007_Cast in Conduit Installation
CAST IN CONDUIT INSTALLATION - BASEMENT 1 POUR 7
[5 empty] | QES-ITC-E02-012 | QA_TEM_007_Cast in Conduit Installation
CAST IN CONDUIT INSTALLATION - LOWER GROUND POUR 1
[5 empty] | QES-ITC-E02-013 | QA_TEM_007_Cast in Conduit Installation
CAST IN CONDUIT INSTALLATION - LOWER GROUND POUR 2
[5 empty] | QES-ITC-E02-014 | QA_TEM_007_Cast in Conduit Installation
CAST IN CONDUIT INSTALLATION - LOWER GROUND POUR 3
[5 empty] | QES-ITC-E02-015 | QA_TEM_007_Cast in Conduit Installation
CAST IN CONDUIT INSTALLATION - LOWER GROUND POUR 4
[5 empty] | QES-ITC-E02-016 | QA_TEM_007_Cast in Conduit Installation
CAST IN CONDUIT INSTALLATION - LOWER GROUND POUR 5
[5 empty] | QES-ITC-E02-017 | QA_TEM_007_Cast in Conduit Installation
CAST IN CONDUIT INSTALLATION - LOWER GROUND POUR 6
[5 empty] | QES-ITC-E02-018 | QA_TEM_007_Cast in Conduit Installation
CAST IN CONDUIT INSTALLATION - LOWER GROUND POUR 7
[5 empty] | QES-ITC-E02-019 | QA_TEM_007_Cast in Conduit Installation
CAST IN CONDUIT INSTALLATION - STAIR 1
[5 empty] | QES-ITC-E02-020 | QA_TEM_007_Cast in Conduit Installation
CAST IN CONDUIT INSTALLATION - STAIR 2
[5 empty] | QES-ITC-E02-021 | QA_TEM_007_Cast in Conduit Installation
CAST IN CONDUIT INSTALLATION - STAIR 3
[5 empty] | QES-ITC-E02-022 | QA_TEM_007_Cast in Conduit Installation
CAST IN CONDUIT INSTALLATION - STAIR 4
[5 empty] | QES-ITC-E02-023 | QA_TEM_007_Cast in Conduit Installation
CAST IN CONDUIT INSTALLATION - STAIR 5
[5 empty] | QES-ITC-E02-024 | QA_TEM_007_Cast in Conduit Installation
CAST IN CONDUIT INSTALLATION - STAIR 6
[5 empty] | QES-ITC-E02-025 | QA_TEM_007_Cast in Conduit Installation
CABLE ROUGH IN
E03
CABLE ROUGH IN - BASEMENT 2 B2.SMG.001 - SECURE LOBBY
[5 empty] | QES-ITC-E03-001 | QA_TEM_082_Room Checklist
CABLE ROUGH IN - BASEMENT 2 B2.SMG.002 - SALLY PORT
[5 empty] | QES-ITC-E03-002 | QA_TEM_082_Room Checklist
CABLE ROUGH IN - BASEMENT 2 B2.SMG.003 - STORE
[5 empty] | QES-ITC-E03-003 | QA_TEM_082_Room Checklist
CABLE ROUGH IN - BASEMENT 2 B2.SMP.005 - PLANT
[5 empty] | QES-ITC-E03-004 | QA_TEM_082_Room Checklist
CABLE ROUGH IN - BASEMENT 2 B2.SMP.006 - MAIN SWITCH
[5 empty] | QES-ITC-E03-005 | QA_TEM_082_Room Checklist
CABLE ROUGH IN - BASEMENT 2 B2.SMP.007 - UPS
[5 empty] | QES-ITC-E03-006 | QA_TEM_082_Room Checklist
CABLE ROUGH IN - BASEMENT 2 B2.SMP.008 - COMMS
[5 empty] | QES-ITC-E03-007 | QA_TEM_082_Room Checklist
CABLE ROUGH IN - BASEMENT 2 B2.SMG.009 - STORAGE AREA
[5 empty] | QES-ITC-E03-008 | QA_TEM_082_Room Checklist
CABLE ROUGH IN - BASEMENT 2 B2.SMP.009a - MAINT STORE
[5 empty] | QES-ITC-E03-009 | QA_TEM_082_Room Checklist
CABLE ROUGH IN - BASEMENT 2 B2.SMG.0010 - BELONGINGS STORE
[5 empty] | QES-ITC-E03-010 | QA_TEM_082_Room Checklist
CABLE ROUGH IN - BASEMENT 2 B2.SMP.0013 - RAINWATER HARVESTING
[5 empty] | QES-ITC-E03-011 | QA_TEM_082_Room Checklist
CABLE ROUGH IN - BASEMENT 2 B2.SMG.0012 - UNDERCROFT
[5 empty] | QES-ITC-E03-012 | QA_TEM_082_Room Checklist
CABLE ROUGH IN - BASEMENT 1 B1.SMC.001 - LOBBY
[5 empty] | QES-ITC-E03-013 | QA_TEM_082_Room Checklist
CABLE ROUGH IN - BASEMENT 1 B1.SMG.015 - SECURE LOBBY
[5 empty] | QES-ITC-E03-014 | QA_TEM_082_Room Checklist
CABLE ROUGH IN - BASEMENT 1 B1.SMG.016 - ACC WC
[5 empty] | QES-ITC-E03-015 | QA_TEM_082_Room Checklist
CABLE ROUGH IN - BASEMENT 1 B1.SMG.017 - CONSULT
[5 empty] | QES-ITC-E03-016 | QA_TEM_080_Room Body Protection Checklist
CABLE ROUGH IN - BASEMENT 1 B1.SMG.C.01 - CORRIDOR
[5 empty] | QES-ITC-E03-017 | QA_TEM_082_Room Checklist
CABLE ROUGH IN - BASEMENT 1 B1.SMG.010 - STORE 1
[5 empty] | QES-ITC-E03-018 | QA_TEM_082_Room Checklist
CABLE ROUGH IN - BASEMENT 1 B1.SMG.023 - HEARING WAITING
[5 empty] | QES-ITC-E03-019 | QA_TEM_082_Room Checklist
CABLE ROUGH IN - BASEMENT 1 B1.SMG.022 - MHA HEARING
[5 empty] | QES-ITC-E03-020 | QA_TEM_082_Room Checklist
CABLE ROUGH IN - BASEMENT 1 B1.SMG.025 - FAMILY LOUNGE 1
[5 empty] | QES-ITC-E03-021 | QA_TEM_082_Room Checklist
CABLE ROUGH IN - BASEMENT 1 B1.SMG.126 - SENSORY 1
[5 empty] | QES-ITC-E03-022 | QA_TEM_080_Room Body Protection Checklist
CABLE ROUGH IN - BASEMENT 1 B1.SMG.027 - OFFICE 1
[5 empty] | QES-ITC-E03-023 | QA_TEM_082_Room Checklist
CABLE ROUGH IN - BASEMENT 1 B1.SMG.029 - PAT BELONG
[5 empty] | QES-ITC-E03-024 | QA_TEM_082_Room Checklist
CABLE ROUGH IN - BASEMENT 1 B1.SMG.041 - INTERVIEW 1
[5 empty] | QES-ITC-E03-025 | QA_TEM_080_Room Body Protection Checklist
CABLE ROUGH IN - BASEMENT 1 B1.SMG.119 - LAUNDRY 1
[5 empty] | QES-ITC-E03-026 | QA_TEM_080_Room Body Protection Checklist
CABLE ROUGH IN - BASEMENT 1 B1.SMG.C.22A - HANDWASH
[5 empty] | QES-ITC-E03-027 | QA_TEM_082_Room Checklist
CABLE ROUGH IN - BASEMENT 1 B1.SMG.118C - D LINEN
[5 empty] | QES-ITC-E03-028 | QA_TEM_082_Room Checklist
CABLE ROUGH IN - BASEMENT 1 B1.SMG.C.23A - HANDWASH / UTILITY BAY
[5 empty] | QES-ITC-E03-029 | QA_TEM_082_Room Checklist
CABLE ROUGH IN - BASEMENT 1 B1.SMG.C.23B - HANDWASH / UTILITY BAY
[5 empty] | QES-ITC-E03-030 | QA_TEM_082_Room Checklist
CABLE ROUGH IN - BASEMENT 1 B1.SMG.127 - RETREAT 1
[5 empty] | QES-ITC-E03-031 | QA_TEM_080_Room Body Protection Checklist
CABLE ROUGH IN - BASEMENT 1 B1.SMG.C.24A - HANDWASH / UTILITY BAY
[5 empty] | QES-ITC-E03-032 | QA_TEM_082_Room Checklist
CABLE ROUGH IN - BASEMENT 1 B1.SMG.121 - EXERSIZE 1
[5 empty] | QES-ITC-E03-033 | QA_TEM_080_Room Body Protection Checklist
CABLE ROUGH IN - BASEMENT 1 B1.SMG.120 - THERAPY 1
[5 empty] | QES-ITC-E03-034 | QA_TEM_080_Room Body Protection Checklist
CABLE ROUGH IN - BASEMENT 1 B1.SMG.116 - QUIET LOUNGE
[5 empty] | QES-ITC-E03-035 | QA_TEM_080_Room Body Protection Checklist
CABLE ROUGH IN - BASEMENT 1 B1.SMG.039 - INTERVIEW 2
[5 empty] | QES-ITC-E03-036 | QA_TEM_080_Room Body Protection Checklist
CABLE ROUGH IN - BASEMENT 1 B1.SMG.038 - INTERVIEW 3
[5 empty] | QES-ITC-E03-037 | QA_TEM_080_Room Body Protection Checklist
CABLE ROUGH IN - BASEMENT 1 B1.SMG.037 - PHOTOCOPY 1
[5 empty] | QES-ITC-E03-038 | QA_TEM_082_Room Checklist
CABLE ROUGH IN - BASEMENT 1 B1.SMG.036 - FOOD SERVICES PANTRY
[5 empty] | QES-ITC-E03-039 | QA_TEM_082_Room Checklist
CABLE ROUGH IN - BASEMENT 1 B1.SMG.114 - ACC WC
[5 empty] | QES-ITC-E03-040 | QA_TEM_080_Room Body Protection Checklist
CABLE ROUGH IN - BASEMENT 1 B1.SMG.C.21A - HANDWASH
[5 empty] | QES-ITC-E03-041 | QA_TEM_082_Room Checklist
CABLE ROUGH IN - BASEMENT 1 B1.SMG.113b - LOUNGE / DINING 1
[5 empty] | QES-ITC-E03-042 | QA_TEM_080_Room Body Protection Checklist
CABLE ROUGH IN - BASEMENT 1 B1.SMG.113C - LOUNGE 1
[5 empty] | QES-ITC-E03-043 | QA_TEM_080_Room Body Protection Checklist
CABLE ROUGH IN - BASEMENT 1 B1.SMG.C.24B - HANDWASH / UTILITY BAY
[5 empty] | QES-ITC-E03-044 | QA_TEM_082_Room Checklist
CABLE ROUGH IN - BASEMENT 1 B1.SMG.C.25A - HANDWASH / UTILITY BAY
[5 empty] | QES-ITC-E03-045 | QA_TEM_082_Room Checklist
CABLE ROUGH IN - BASEMENT 1 B1.SMG.110 - CENTRAL COURTYARD
[5 empty] | QES-ITC-E03-046 | QA_TEM_082_Room Checklist
CABLE ROUGH IN - BASEMENT 1 B1.SMG.C.21A - HANDWASH
[5 empty] | QES-ITC-E03-047 | QA_TEM_082_Room Checklist
CABLE ROUGH IN - BASEMENT 1 B1.SMG.067 - TREATEMENT
[5 empty] | QES-ITC-E03-048 | QA_TEM_080_Room Body Protection Checklist
CABLE ROUGH IN - BASEMENT 1 B1.SMG.045 - NURSE STATION 1
[5 empty] | QES-ITC-E03-049 | QA_TEM_082_Room Checklist
CABLE ROUGH IN - BASEMENT 1 B1.SMG.048 - DIRTY UT.& DISPOSAL
[5 empty] | QES-ITC-E03-050 | QA_TEM_082_Room Checklist
CABLE ROUGH IN - BASEMENT 1 B1.SMG.049 - WOW BAY 1
[5 empty] | QES-ITC-E03-051 | QA_TEM_082_Room Checklist
CABLE ROUGH IN - BASEMENT 1 B1.SMP.044 - COMMS
[5 empty] | QES-ITC-E03-052 | QA_TEM_082_Room Checklist
CABLE ROUGH IN - BASEMENT 1 B1.SMG.051 - CLEANER
[5 empty] | QES-ITC-E03-053 | QA_TEM_082_Room Checklist
CABLE ROUGH IN - BASEMENT 1 B1.SMG.053 - OFFICE 2
[5 empty] | QES-ITC-E03-054 | QA_TEM_082_Room Checklist
CABLE ROUGH IN - BASEMENT 1 B1.SMG.054 - OFFICE 3
[5 empty] | QES-ITC-E03-055 | QA_TEM_082_Room Checklist
CABLE ROUGH IN - BASEMENT 1 B1.SMG.055 - OFFICE 4
[5 empty] | QES-ITC-E03-056 | QA_TEM_082_Room Checklist
CABLE ROUGH IN - BASEMENT 1 B1.SMG.056 - OFFICE 5
[5 empty] | QES-ITC-E03-057 | QA_TEM_082_Room Checklist
CABLE ROUGH IN - BASEMENT 1 B1.SMG.057 - OFFICE 6
[5 empty] | QES-ITC-E03-058 | QA_TEM_082_Room Checklist
CABLE ROUGH IN - BASEMENT 1 B1.SMG.058 - STORE 2
[5 empty] | QES-ITC-E03-059 | QA_TEM_082_Room Checklist
CABLE ROUGH IN - BASEMENT 1 B1.SMG.030 - SECURE LOUNGE
[5 empty] | QES-ITC-E03-060 | QA_TEM_080_Room Body Protection Checklist
CABLE ROUGH IN - BASEMENT 1 B1.SMG.031 - DE-ESCALATION
[5 empty] | QES-ITC-E03-061 | QA_TEM_080_Room Body Protection Checklist
CABLE ROUGH IN - BASEMENT 1 B1.SMG.021 - FAMILY VISITING COURTYARD
[5 empty] | QES-ITC-E03-062 | QA_TEM_082_Room Checklist
CABLE ROUGH IN - BASEMENT 1 B1.SMG.004 - B1 UNDERCROFT
[5 empty] | QES-ITC-E03-063 | QA_TEM_082_Room Checklist
CABLE ROUGH IN - BASEMENT 1 B1.SMP.040 - EDB
[5 empty] | QES-ITC-E03-064 | QA_TEM_082_Room Checklist
CABLE ROUGH IN - BASEMENT 1 B1.SMG.115 - SOUTH COURTYARD
[5 empty] | QES-ITC-E03-065 | QA_TEM_082_Room Checklist
CABLE ROUGH IN - BASEMENT 1 B1.SMG.C.022 - CORRIDOR
[5 empty] | QES-ITC-E03-066 | QA_TEM_082_Room Checklist
CABLE ROUGH IN - BASEMENT 1 B1.SMG.C.03 - CORRIDOR
[5 empty] | QES-ITC-E03-067 | QA_TEM_082_Room Checklist
CABLE ROUGH IN - BASEMENT 1 B1.SMG.C.23 - CORRIDOR
[5 empty] | QES-ITC-E03-068 | QA_TEM_082_Room Checklist
CABLE ROUGH IN - BASEMENT 1 B1.SMG.C.24 - CORRIDOR
[5 empty] | QES-ITC-E03-069 | QA_TEM_082_Room Checklist
CABLE ROUGH IN - BASEMENT 1 B1.SMG.C.25 - CORRIDOR
[5 empty] | QES-ITC-E03-070 | QA_TEM_082_Room Checklist
CABLE ROUGH IN - BASEMENT 1 B1.SMG.C.19 - CORRIDOR
[5 empty] | QES-ITC-E03-071 | QA_TEM_082_Room Checklist
CABLE ROUGH IN - BASEMENT 1 B1.SMG.C.21 - CORRIDOR
[5 empty] | QES-ITC-E03-072 | QA_TEM_082_Room Checklist
CABLE ROUGH IN - BASEMENT 1 B1.SMG.C.04 - CORRIDOR
[5 empty] | QES-ITC-E03-073 | QA_TEM_082_Room Checklist
CABLE ROUGH IN - BASEMENT 1 B1.SMG.C.08 - CORRIDOR
[5 empty] | QES-ITC-E03-074 | QA_TEM_082_Room Checklist
CABLE ROUGH IN - BASEMENT 1 B1.SMG.C.06 - CORRIDOR
[5 empty] | QES-ITC-E03-075 | QA_TEM_082_Room Checklist
CABLE ROUGH IN - BASEMENT 1 B1.SMG.C.11 - CORRIDOR
[5 empty] | QES-ITC-E03-076 | QA_TEM_082_Room Checklist
CABLE ROUGH IN - BASEMENT 1 B1.SMG.C.13 - CORRIDOR
[5 empty] | QES-ITC-E03-077 | QA_TEM_082_Room Checklist
CABLE ROUGH IN - BASEMENT 1 B1.SMG.C.28 - CORRIDOR
[5 empty] | QES-ITC-E03-078 | QA_TEM_082_Room Checklist
CABLE ROUGH IN - BASEMENT 1 B1.SMG.C.27 - CORRIDOR
[5 empty] | QES-ITC-E03-079 | QA_TEM_082_Room Checklist
CABLE ROUGH IN - BASEMENT 1 B1.SMG.060 - OFFICE 7
[5 empty] | QES-ITC-E03-080 | QA_TEM_082_Room Checklist
CABLE ROUGH IN - BASEMENT 1 B1.SMG.061 - OFFICE 8
[5 empty] | QES-ITC-E03-081 | QA_TEM_082_Room Checklist
CABLE ROUGH IN - BASEMENT 1 B1.SMG.062 - OFFICE 9
[5 empty] | QES-ITC-E03-082 | QA_TEM_082_Room Checklist
CABLE ROUGH IN - BASEMENT 1 B1.SMG.089 - STAFF COURTYARD
[5 empty] | QES-ITC-E03-083 | QA_TEM_082_Room Checklist
CABLE ROUGH IN - BASEMENT 1 B1.SMG.063 - CLINICAL WORK
[5 empty] | QES-ITC-E03-084 | QA_TEM_082_Room Checklist
CABLE ROUGH IN - BASEMENT 1 B1.SMG.069 - STORE 3
[5 empty] | QES-ITC-E03-085 | QA_TEM_082_Room Checklist
CABLE ROUGH IN - BASEMENT 1 B1.SMG.064 - CLEAN UT.
[5 empty] | QES-ITC-E03-086 | QA_TEM_082_Room Checklist
CABLE ROUGH IN - BASEMENT 1 B1.SMG.049A - PNEUMATIC TUBE
[5 empty] | QES-ITC-E03-087 | QA_TEM_082_Room Checklist
CABLE ROUGH IN - BASEMENT 1 B1.SMG.C.06A - HANDWASH
[5 empty] | QES-ITC-E03-088 | QA_TEM_082_Room Checklist
CABLE ROUGH IN - BASEMENT 1 B1.SMG.49B - WOW BAY 2
[5 empty] | QES-ITC-E03-089 | QA_TEM_082_Room Checklist
CABLE ROUGH IN - BASEMENT 1 B1.SMG.066 - MEDICATION
[5 empty] | QES-ITC-E03-090 | QA_TEM_082_Room Checklist
CABLE ROUGH IN - BASEMENT 1 B1.SMG.065 - NURSE STATION 2
[5 empty] | QES-ITC-E03-091 | QA_TEM_082_Room Checklist
CABLE ROUGH IN - BASEMENT 1 B1.SMG.C.26A - HANDWASH / UTILITY BAY
[5 empty] | QES-ITC-E03-092 | QA_TEM_082_Room Checklist
CABLE ROUGH IN - BASEMENT 1 B1.SMG.071 - OFFICE-3P
[5 empty] | QES-ITC-E03-093 | QA_TEM_082_Room Checklist
CABLE ROUGH IN - BASEMENT 1 B1.SMG.076 - SHARED OFFICE
[5 empty] | QES-ITC-E03-094 | QA_TEM_082_Room Checklist
CABLE ROUGH IN - BASEMENT 1 B1.SMG.072 - STORE 4
[5 empty] | QES-ITC-E03-095 | QA_TEM_082_Room Checklist
CABLE ROUGH IN - BASEMENT 1 B1.SMG.075 - PHOTOCOPY 2
[5 empty] | QES-ITC-E03-096 | QA_TEM_082_Room Checklist
CABLE ROUGH IN - BASEMENT 1 B1.SMG.086 - MEETING 2
[5 empty] | QES-ITC-E03-097 | QA_TEM_082_Room Checklist
CABLE ROUGH IN - BASEMENT 1 B1.SMG.085 - MEETING 1
[5 empty] | QES-ITC-E03-098 | QA_TEM_082_Room Checklist
CABLE ROUGH IN - BASEMENT 1 B1.SMG.091 - STAFF ROOM
[5 empty] | QES-ITC-E03-099 | QA_TEM_082_Room Checklist
CABLE ROUGH IN - BASEMENT 1 B1.SMG.092 - OFFICE-3P
[5 empty] | QES-ITC-E03-100 | QA_TEM_082_Room Checklist
CABLE ROUGH IN - BASEMENT 1 B1.SMG.093 - OFFICE-3P
[5 empty] | QES-ITC-E03-101 | QA_TEM_082_Room Checklist
CABLE ROUGH IN - BASEMENT 1 B1.SMP-078 - EDB
[5 empty] | QES-ITC-E03-102 | QA_TEM_082_Room Checklist
CABLE ROUGH IN - BASEMENT 1 B1.SMG.074 - ADL KITCHEN
[5 empty] | QES-ITC-E03-103 | QA_TEM_080_Room Body Protection Checklist
CABLE ROUGH IN - BASEMENT 1 B1.SMG.083 - ADL PANTRY
[5 empty] | QES-ITC-E03-104 | QA_TEM_080_Room Body Protection Checklist
CABLE ROUGH IN - BASEMENT 1 B1.SMG.082 - STAFF ACCESSIBLE WC
[5 empty] | QES-ITC-E03-105 | QA_TEM_080_Room Body Protection Checklist
CABLE ROUGH IN - BASEMENT 1 B1.SMG.079 - INTERVIEW 4
[5 empty] | QES-ITC-E03-106 | QA_TEM_080_Room Body Protection Checklist
CABLE ROUGH IN - BASEMENT 1 B1.SMG.096 - LAUNDRY 2
[5 empty] | QES-ITC-E03-107 | QA_TEM_080_Room Body Protection Checklist
CABLE ROUGH IN - BASEMENT 1 B1.SMG.077 - INTERVIEW 5
[5 empty] | QES-ITC-E03-108 | QA_TEM_080_Room Body Protection Checklist
CABLE ROUGH IN - BASEMENT 1 B1.SMG.094 - FAMILY LOUNGE 2
[5 empty] | QES-ITC-E03-109 | QA_TEM_082_Room Checklist
CABLE ROUGH IN - BASEMENT 1 B1.SMG.C.15A - HANDWASH
[5 empty] | QES-ITC-E03-110 | QA_TEM_082_Room Checklist
CABLE ROUGH IN - BASEMENT 1 B1.SMG.094C - D.LINEN
[5 empty] | QES-ITC-E03-111 | QA_TEM_082_Room Checklist
CABLE ROUGH IN - BASEMENT 1 B1.SMG.106 - LOUNGE / DINNING 2
[5 empty] | QES-ITC-E03-112 | QA_TEM_080_Room Body Protection Checklist
CABLE ROUGH IN - BASEMENT 1 B1.SMG.106D - LOUNGE 2
[5 empty] | QES-ITC-E03-113 | QA_TEM_080_Room Body Protection Checklist
CABLE ROUGH IN - BASEMENT 1 B1.SMG.108 - MULTI FAITH
[5 empty] | QES-ITC-E03-114 | QA_TEM_080_Room Body Protection Checklist
CABLE ROUGH IN - BASEMENT 1 B1.SMG.105 - THERAPY 2
[5 empty] | QES-ITC-E03-115 | QA_TEM_080_Room Body Protection Checklist
CABLE ROUGH IN - BASEMENT 1 B1.SMG.104 - EXERSISE 2
[5 empty] | QES-ITC-E03-116 | QA_TEM_080_Room Body Protection Checklist
CABLE ROUGH IN - BASEMENT 1 B1.SMG.198 - SENSORY 2
[5 empty] | QES-ITC-E03-117 | QA_TEM_080_Room Body Protection Checklist
CABLE ROUGH IN - BASEMENT 1 B1.SMG.103 - NORTH COURTYARD
[5 empty] | QES-ITC-E03-118 | QA_TEM_082_Room Checklist
CABLE ROUGH IN - BASEMENT 1 B1.SMG.C.27B - HANDWASH / UTILITY BAY
[5 empty] | QES-ITC-E03-119 | QA_TEM_082_Room Checklist
CABLE ROUGH IN - BASEMENT 1 B1.SMG.C.27A - HANDWASH / UTILITY BAY
[5 empty] | QES-ITC-E03-120 | QA_TEM_082_Room Checklist
CABLE ROUGH IN - BASEMENT 1 B1.SMG.C.28B - HANDWASH / UTILITY BAY
[5 empty] | QES-ITC-E03-121 | QA_TEM_082_Room Checklist
CABLE ROUGH IN - BASEMENT 1 B1.SMG.161 - RETREAT 2
[5 empty] | QES-ITC-E03-122 | QA_TEM_080_Room Body Protection Checklist
CABLE ROUGH IN - BASEMENT 1 B1.SMG.C.28A - HANDWASH / UTILITY BAY
[5 empty] | QES-ITC-E03-123 | QA_TEM_082_Room Checklist
CABLE ROUGH IN - BASEMENT 1 B1.SMG.124 - BED 1 SPECIAL
[5 empty] | QES-ITC-E03-124 | QA_TEM_080_Room Body Protection Checklist
CABLE ROUGH IN - BASEMENT 1 B1.SMG.122 - BED 2
[5 empty] | QES-ITC-E03-125 | QA_TEM_080_Room Body Protection Checklist
CABLE ROUGH IN - BASEMENT 1 B1.SMG.134 - BED 3 LARGE
[5 empty] | QES-ITC-E03-126 | QA_TEM_080_Room Body Protection Checklist
CABLE ROUGH IN - BASEMENT 1 B1.SMG.132 - BED 4
[5 empty] | QES-ITC-E03-127 | QA_TEM_080_Room Body Protection Checklist
CABLE ROUGH IN - BASEMENT 1 B1.SMG.130 - BED 5
[5 empty] | QES-ITC-E03-128 | QA_TEM_080_Room Body Protection Checklist
CABLE ROUGH IN - BASEMENT 1 B1.SMG.128 - BED 6
[5 empty] | QES-ITC-E03-129 | QA_TEM_080_Room Body Protection Checklist
CABLE ROUGH IN - BASEMENT 1 B1.SMG.140 - BED 7
[5 empty] | QES-ITC-E03-130 | QA_TEM_080_Room Body Protection Checklist
CABLE ROUGH IN - BASEMENT 1 B1.SMG.138 - BED 8
[5 empty] | QES-ITC-E03-131 | QA_TEM_080_Room Body Protection Checklist
CABLE ROUGH IN - BASEMENT 1 B1.SMG.145 - BED 9
[5 empty] | QES-ITC-E03-132 | QA_TEM_080_Room Body Protection Checklist
CABLE ROUGH IN - BASEMENT 1 B1.SMG.143 - BED 10
[5 empty] | QES-ITC-E03-133 | QA_TEM_080_Room Body Protection Checklist
CABLE ROUGH IN - BASEMENT 1 B1.SMG.150 - BED 11
[5 empty] | QES-ITC-E03-134 | QA_TEM_080_Room Body Protection Checklist
CABLE ROUGH IN - BASEMENT 1 B1.SMG.148 - BED 12
[5 empty] | QES-ITC-E03-135 | QA_TEM_080_Room Body Protection Checklist
CABLE ROUGH IN - BASEMENT 1 B1.SMG.159 - BED 13
[5 empty] | QES-ITC-E03-136 | QA_TEM_080_Room Body Protection Checklist
CABLE ROUGH IN - BASEMENT 1 B1.SMG.157 - BED 14
[5 empty] | QES-ITC-E03-137 | QA_TEM_080_Room Body Protection Checklist
CABLE ROUGH IN - BASEMENT 1 B1.SMG.155 - BED 15
[5 empty] | QES-ITC-E03-138 | QA_TEM_080_Room Body Protection Checklist
CABLE ROUGH IN - BASEMENT 1 B1.SMG.153 - BED 16
[5 empty] | QES-ITC-E03-139 | QA_TEM_080_Room Body Protection Checklist
CABLE ROUGH IN - BASEMENT 1 B1.SMG.165 - BED 17
[5 empty] | QES-ITC-E03-140 | QA_TEM_080_Room Body Protection Checklist
CABLE ROUGH IN - BASEMENT 1 B1.SMG.163 - BED 18 LARGE
[5 empty] | QES-ITC-E03-141 | QA_TEM_080_Room Body Protection Checklist
CABLE ROUGH IN - BASEMENT 1 B1.SMG.101 - BED 19
[5 empty] | QES-ITC-E03-142 | QA_TEM_080_Room Body Protection Checklist
CABLE ROUGH IN - BASEMENT 1 B1.SMG.099 - BED 20
[5 empty] | QES-ITC-E03-143 | QA_TEM_080_Room Body Protection Checklist
CABLE ROUGH IN - LOWER GROUND LG.SMG.001 - AIR LOCK
[5 empty] | QES-ITC-E03-144 | QA_TEM_082_Room Checklist
CABLE ROUGH IN - LOWER GROUND LG.SMG.002 - LOBBY
[5 empty] | QES-ITC-E03-145 | QA_TEM_082_Room Checklist
CABLE ROUGH IN - LOWER GROUND LG.SMG.003 - HEARING WAITING
[5 empty] | QES-ITC-E03-146 | QA_TEM_082_Room Checklist
CABLE ROUGH IN - LOWER GROUND LG.SMG.015 - SECURE LOBBY
[5 empty] | QES-ITC-E03-147 | QA_TEM_082_Room Checklist
CABLE ROUGH IN - LOWER GROUND LG.SMG.010 - RECEPTION
[5 empty] | QES-ITC-E03-148 | QA_TEM_082_Room Checklist
CABLE ROUGH IN - LOWER GROUND LG.SMG.005 - ACC WC
[5 empty] | QES-ITC-E03-149 | QA_TEM_082_Room Checklist
CABLE ROUGH IN - LOWER GROUND LG.SMG.009 - WAITING
[5 empty] | QES-ITC-E03-150 | QA_TEM_082_Room Checklist
CABLE ROUGH IN - LOWER GROUND LG.SMG.022 - PAT BELONG
[5 empty] | QES-ITC-E03-151 | QA_TEM_082_Room Checklist
CABLE ROUGH IN - LOWER GROUND LG.SMG.025 - SECURE LOUNGE & QUIET
[5 empty] | QES-ITC-E03-152 | QA_TEM_080_Room Body Protection Checklist
CABLE ROUGH IN - LOWER GROUND LG.SMG.036A - PHOTOCOPY 1
[5 empty] | QES-ITC-E03-153 | QA_TEM_082_Room Checklist
CABLE ROUGH IN - LOWER GROUND LG.SMG.036 - CLINICAL WORK
[5 empty] | QES-ITC-E03-154 | QA_TEM_082_Room Checklist
CABLE ROUGH IN - LOWER GROUND LG.SMG.045 - CLEANER
[5 empty] | QES-ITC-E03-155 | QA_TEM_082_Room Checklist
CABLE ROUGH IN - LOWER GROUND LG.SMG.043 - DIRTY UT & DISPOSAL
[5 empty] | QES-ITC-E03-156 | QA_TEM_082_Room Checklist
CABLE ROUGH IN - LOWER GROUND LG.SMG.011 - FAMILY LOUNGE 1
[5 empty] | QES-ITC-E03-157 | QA_TEM_082_Room Checklist
CABLE ROUGH IN - LOWER GROUND LG.SMG.101 - SENSORY 1
[5 empty] | QES-ITC-E03-158 | QA_TEM_080_Room Body Protection Checklist
CABLE ROUGH IN - LOWER GROUND LG.SMG.034 - INTERVIEW 1
[5 empty] | QES-ITC-E03-159 | QA_TEM_080_Room Body Protection Checklist
CABLE ROUGH IN - LOWER GROUND LG.SMP.033 - EDB
[5 empty] | QES-ITC-E03-160 | QA_TEM_082_Room Checklist
CABLE ROUGH IN - LOWER GROUND LG.SMG.092 - LAUNDRY 1
[5 empty] | QES-ITC-E03-161 | QA_TEM_082_Room Checklist
CABLE ROUGH IN - LOWER GROUND LG.SMG.032 - INTERVIEW 2
[5 empty] | QES-ITC-E03-162 | QA_TEM_082_Room Checklist
CABLE ROUGH IN - LOWER GROUND LG.SMG.031 - INTERVIEW 3
[5 empty] | QES-ITC-E03-163 | QA_TEM_082_Room Checklist
CABLE ROUGH IN - LOWER GROUND LG.SMG.030 - STORE 2
[5 empty] | QES-ITC-E03-164 | QA_TEM_082_Room Checklist
CABLE ROUGH IN - LOWER GROUND LG.SMG.029 - FOOD SERVICES PANTRY
[5 empty] | QES-ITC-E03-165 | QA_TEM_082_Room Checklist
CABLE ROUGH IN - LOWER GROUND LG.SMG.087 - ACC WC
[5 empty] | QES-ITC-E03-166 | QA_TEM_082_Room Checklist
CABLE ROUGH IN - LOWER GROUND LG.SMP.037 - COMMS
[5 empty] | QES-ITC-E03-167 | QA_TEM_082_Room Checklist
CABLE ROUGH IN - LOWER GROUND LG.SMG.038 - NURSE STATION 1
[5 empty] | QES-ITC-E03-168 | QA_TEM_082_Room Checklist
CABLE ROUGH IN - LOWER GROUND LG.SMG.052 - TREATMENT
[5 empty] | QES-ITC-E03-169 | QA_TEM_080_Room Body Protection Checklist
CABLE ROUGH IN - LOWER GROUND LG.SMG.C.15A - HANDWASH
[5 empty] | QES-ITC-E03-170 | QA_TEM_082_Room Checklist
CABLE ROUGH IN - LOWER GROUND LG.SMG.091 - C.LINEN
[5 empty] | QES-ITC-E03-171 | QA_TEM_082_Room Checklist
CABLE ROUGH IN - LOWER GROUND LG.SMG.095 - EXERCISE 1
[5 empty] | QES-ITC-E03-172 | QA_TEM_080_Room Body Protection Checklist
CABLE ROUGH IN - LOWER GROUND LG.SMG.094 - THERAPY 1
[5 empty] | QES-ITC-E03-173 | QA_TEM_080_Room Body Protection Checklist
CABLE ROUGH IN - LOWER GROUND LG.SMG.089 - QUIET LOUNGE
[5 empty] | QES-ITC-E03-174 | QA_TEM_080_Room Body Protection Checklist
CABLE ROUGH IN - LOWER GROUND LG.SMG.086B - LOUNGE/DINING 1
[5 empty] | QES-ITC-E03-175 | QA_TEM_080_Room Body Protection Checklist
CABLE ROUGH IN - LOWER GROUND LG.SMG.086E - LOUNGE 1
[5 empty] | QES-ITC-E03-176 | QA_TEM_080_Room Body Protection Checklist
CABLE ROUGH IN - LOWER GROUND LG.SMG.083 - CENTRAL COURTYARD
[5 empty] | QES-ITC-E03-177 | QA_TEM_082_Room Checklist
CABLE ROUGH IN - LOWER GROUND LG.SMG.C.19A - HANDWASH/UTILITY BAY
[5 empty] | QES-ITC-E03-178 | QA_TEM_082_Room Checklist
CABLE ROUGH IN - LOWER GROUND LG.SMG.C.16A - HANDWASH/UTILITY BAY
[5 empty] | QES-ITC-E03-179 | QA_TEM_082_Room Checklist
CABLE ROUGH IN - LOWER GROUND LG.SMG.088 - SOUTH COURTYARD
[5 empty] | QES-ITC-E03-180 | QA_TEM_082_Room Checklist
CABLE ROUGH IN - LOWER GROUND LG.SMG.C.16B - HANDWASH/UTILITY BAY
[5 empty] | QES-ITC-E03-181 | QA_TEM_082_Room Checklist
CABLE ROUGH IN - LOWER GROUND LG.SMG.102 - RETREAT 1
[5 empty] | QES-ITC-E03-182 | QA_TEM_080_Room Body Protection Checklist
CABLE ROUGH IN - LOWER GROUND LG.SMG.C.18A - HANDWASH/UTILITY BAY
[5 empty] | QES-ITC-E03-183 | QA_TEM_082_Room Checklist
CABLE ROUGH IN - LOWER GROUND LG.SMG.C.18B - HANDWASH/UTILITY BAY
[5 empty] | QES-ITC-E03-184 | QA_TEM_082_Room Checklist
CABLE ROUGH IN - LOWER GROUND LG.SMG.C.02 - EXTERNAL WALKWAY
[5 empty] | QES-ITC-E03-185 | QA_TEM_082_Room Checklist
CABLE ROUGH IN - LOWER GROUND LG.SMG.019 - STORE 1
[5 empty] | QES-ITC-E03-186 | QA_TEM_082_Room Checklist
CABLE ROUGH IN - LOWER GROUND LG.SMG.054 - OFFICE 2
[5 empty] | QES-ITC-E03-187 | QA_TEM_082_Room Checklist
CABLE ROUGH IN - LOWER GROUND LG.SMG.047 - CLEAN UT.
[5 empty] | QES-ITC-E03-188 | QA_TEM_082_Room Checklist
CABLE ROUGH IN - LOWER GROUND LG.SMG.053 - OFFICE 1
[5 empty] | QES-ITC-E03-189 | QA_TEM_082_Room Checklist
CABLE ROUGH IN - LOWER GROUND LG.SMG.056 - STAFF ROOM
[5 empty] | QES-ITC-E03-190 | QA_TEM_082_Room Checklist
CABLE ROUGH IN - LOWER GROUND LG.SMG.046 - PNEUMATIC TUBE
[5 empty] | QES-ITC-E03-191 | QA_TEM_082_Room Checklist
CABLE ROUGH IN - LOWER GROUND LG.SMG.051 - MEDICATION
[5 empty] | QES-ITC-E03-192 | QA_TEM_082_Room Checklist
CABLE ROUGH IN - LOWER GROUND LG.SMG.050 - NURSE STATION 2
[5 empty] | QES-ITC-E03-193 | QA_TEM_082_Room Checklist
CABLE ROUGH IN - LOWER GROUND LG.SMG.079B - LOUNGE/DINING 2
[5 empty] | QES-ITC-E03-194 | QA_TEM_080_Room Body Protection Checklist
CABLE ROUGH IN - LOWER GROUND LG.SMG.067 - ADL KITCHEN
[5 empty] | QES-ITC-E03-195 | QA_TEM_080_Room Body Protection Checklist
CABLE ROUGH IN - LOWER GROUND LG.SMG.066 - ADL PANTRY
[5 empty] | QES-ITC-E03-196 | QA_TEM_082_Room Checklist
CABLE ROUGH IN - LOWER GROUND LG.SMG.065 - STAFF ACCESSIBLE WC
[5 empty] | QES-ITC-E03-197 | QA_TEM_080_Room Body Protection Checklist
CABLE ROUGH IN - LOWER GROUND LG.SMG.062 - INTERVIEW 4
[5 empty] | QES-ITC-E03-198 | QA_TEM_080_Room Body Protection Checklist
CABLE ROUGH IN - LOWER GROUND LG.SMG.069 - LAUNDRY 2
[5 empty] | QES-ITC-E03-199 | QA_TEM_080_Room Body Protection Checklist
CABLE ROUGH IN - LOWER GROUND LG.SMG.060 - INTERVIEW 5
[5 empty] | QES-ITC-E03-200 | QA_TEM_080_Room Body Protection Checklist
CABLE ROUGH IN - LOWER GROUND LG.SMG.058 - STORE 3
[5 empty] | QES-ITC-E03-201 | QA_TEM_082_Room Checklist
CABLE ROUGH IN - LOWER GROUND LG.SMG.059 - FAMILY LOUNGE 2
[5 empty] | QES-ITC-E03-202 | QA_TEM_082_Room Checklist
CABLE ROUGH IN - LOWER GROUND LG.SMG.070 - SENSORY 2
[5 empty] | QES-ITC-E03-203 | QA_TEM_080_Room Body Protection Checklist
CABLE ROUGH IN - LOWER GROUND LG.SMG.C.08A - HANDWASH
[5 empty] | QES-ITC-E03-204 | QA_TEM_082_Room Checklist
CABLE ROUGH IN - LOWER GROUND LG.SMG.077 - EXERCISE 2
[5 empty] | QES-ITC-E03-205 | QA_TEM_080_Room Body Protection Checklist
CABLE ROUGH IN - LOWER GROUND LG.SMG.078 - THERAPY 2
[5 empty] | QES-ITC-E03-206 | QA_TEM_080_Room Body Protection Checklist
CABLE ROUGH IN - LOWER GROUND LG.SMG.081 - MULTI FAITH
[5 empty] | QES-ITC-E03-207 | QA_TEM_080_Room Body Protection Checklist
CABLE ROUGH IN - LOWER GROUND LG.SMG.C.20A - HANDWASH/UTILITY BAY
[5 empty] | QES-ITC-E03-208 | QA_TEM_082_Room Checklist
CABLE ROUGH IN - LOWER GROUND LG.SMG.079F - LOUNGE 2
[5 empty] | QES-ITC-E03-209 | QA_TEM_080_Room Body Protection Checklist
CABLE ROUGH IN - LOWER GROUND LG.SMG.C.21A - HANDWASH/UTILITY BAY
[5 empty] | QES-ITC-E03-210 | QA_TEM_082_Room Checklist
CABLE ROUGH IN - LOWER GROUND LG.SMG.C.21B - HANDWASH/UTILITY BAY
[5 empty] | QES-ITC-E03-211 | QA_TEM_082_Room Checklist
CABLE ROUGH IN - LOWER GROUND LG.SMG.C.22B - HANDWASH/UTILITY BAY
[5 empty] | QES-ITC-E03-212 | QA_TEM_082_Room Checklist
CABLE ROUGH IN - LOWER GROUND LG.SMG.076 - NORTH COURTYARD
[5 empty] | QES-ITC-E03-213 | QA_TEM_082_Room Checklist
CABLE ROUGH IN - LOWER GROUND LG.SMG.C.22A - HANDWASH/UTILITY BAY
[5 empty] | QES-ITC-E03-214 | QA_TEM_082_Room Checklist
CABLE ROUGH IN - LOWER GROUND LG.SMG.137 - RETREAT 2
[5 empty] | QES-ITC-E03-215 | QA_TEM_080_Room Body Protection Checklist
CABLE ROUGH IN - LOWER GROUND LG.SMG.C.03 - CORRIDOR
[5 empty] | QES-ITC-E03-216 | QA_TEM_082_Room Checklist
CABLE ROUGH IN - LOWER GROUND LG.SMG.C.15 - CORRIDOR
[5 empty] | QES-ITC-E03-217 | QA_TEM_082_Room Checklist
CABLE ROUGH IN - LOWER GROUND LG.SMG.C.16 - CORRIDOR
[5 empty] | QES-ITC-E03-218 | QA_TEM_082_Room Checklist
CABLE ROUGH IN - LOWER GROUND LG.SMG.C.18 - CORRIDOR
[5 empty] | QES-ITC-E03-219 | QA_TEM_082_Room Checklist
CABLE ROUGH IN - LOWER GROUND LG.SMG.C.19 - CORRIDOR
[5 empty] | QES-ITC-E03-220 | QA_TEM_082_Room Checklist
CABLE ROUGH IN - LOWER GROUND LG.SMG.C.05 - CORRIDOR
[5 empty] | QES-ITC-E03-221 | QA_TEM_082_Room Checklist
CABLE ROUGH IN - LOWER GROUND LG.SMG.C.06 - CORRIDOR
[5 empty] | QES-ITC-E03-222 | QA_TEM_082_Room Checklist
CABLE ROUGH IN - LOWER GROUND LG.SMG.C.07 - CORRIDOR
[5 empty] | QES-ITC-E03-223 | QA_TEM_082_Room Checklist
CABLE ROUGH IN - LOWER GROUND LG.SMG.C.08 - CORRIDOR
[5 empty] | QES-ITC-E03-224 | QA_TEM_082_Room Checklist
CABLE ROUGH IN - LOWER GROUND LG.SMG.C.09 - CORRIDOR
[5 empty] | QES-ITC-E03-225 | QA_TEM_082_Room Checklist
CABLE ROUGH IN - LOWER GROUND LG.SMG.C.21 - CORRIDOR
[5 empty] | QES-ITC-E03-226 | QA_TEM_082_Room Checklist
CABLE ROUGH IN - LOWER GROUND LG.SMG.C.22 - CORRIDOR
[5 empty] | QES-ITC-E03-227 | QA_TEM_082_Room Checklist
CABLE ROUGH IN - LOWER GROUND LG.SMG.099 - BED 1
[5 empty] | QES-ITC-E03-228 | QA_TEM_080_Room Body Protection Checklist
CABLE ROUGH IN - LOWER GROUND LG.SMG.097 - BED 2
[5 empty] | QES-ITC-E03-229 | QA_TEM_080_Room Body Protection Checklist
CABLE ROUGH IN - LOWER GROUND LG.SMG.109 - BED 3 LARGE
[5 empty] | QES-ITC-E03-230 | QA_TEM_080_Room Body Protection Checklist
CABLE ROUGH IN - LOWER GROUND LG.SMG.107 - BED 4
[5 empty] | QES-ITC-E03-231 | QA_TEM_080_Room Body Protection Checklist
CABLE ROUGH IN - LOWER GROUND LG.SMG.105 - BED 5
[5 empty] | QES-ITC-E03-232 | QA_TEM_080_Room Body Protection Checklist
CABLE ROUGH IN - LOWER GROUND LG.SMG.103 - BED 6
[5 empty] | QES-ITC-E03-233 | QA_TEM_080_Room Body Protection Checklist
CABLE ROUGH IN - LOWER GROUND LG.SMG.116 - BED 7
[5 empty] | QES-ITC-E03-234 | QA_TEM_080_Room Body Protection Checklist
CABLE ROUGH IN - LOWER GROUND LG.SMG.114 - BED 8
[5 empty] | QES-ITC-E03-235 | QA_TEM_080_Room Body Protection Checklist
CABLE ROUGH IN - LOWER GROUND LG.SMG.121 - BED 9
[5 empty] | QES-ITC-E03-236 | QA_TEM_080_Room Body Protection Checklist
CABLE ROUGH IN - LOWER GROUND LG.SMG.119 - BED 10
[5 empty] | QES-ITC-E03-237 | QA_TEM_080_Room Body Protection Checklist
CABLE ROUGH IN - LOWER GROUND LG.SMG.126 - BED 11
[5 empty] | QES-ITC-E03-238 | QA_TEM_080_Room Body Protection Checklist
CABLE ROUGH IN - LOWER GROUND LG.SMG.124 - BED 12
[5 empty] | QES-ITC-E03-239 | QA_TEM_080_Room Body Protection Checklist
CABLE ROUGH IN - LOWER GROUND LG.SMG.135 - BED 13
[5 empty] | QES-ITC-E03-240 | QA_TEM_080_Room Body Protection Checklist
CABLE ROUGH IN - LOWER GROUND LG.SMG.133 - BED 14
[5 empty] | QES-ITC-E03-241 | QA_TEM_080_Room Body Protection Checklist
CABLE ROUGH IN - LOWER GROUND LG.SMG.131 - BED 15
[5 empty] | QES-ITC-E03-242 | QA_TEM_080_Room Body Protection Checklist
CABLE ROUGH IN - LOWER GROUND LG.SMG.129 - BED 16
[5 empty] | QES-ITC-E03-243 | QA_TEM_080_Room Body Protection Checklist
CABLE ROUGH IN - LOWER GROUND LG.SMG.141 - BED 17
[5 empty] | QES-ITC-E03-244 | QA_TEM_080_Room Body Protection Checklist
CABLE ROUGH IN - LOWER GROUND LG.SMG.139 - BED 18 LARGE
[5 empty] | QES-ITC-E03-245 | QA_TEM_080_Room Body Protection Checklist
CABLE ROUGH IN - LOWER GROUND LG.SMG.073 - BED 19
[5 empty] | QES-ITC-E03-246 | QA_TEM_080_Room Body Protection Checklist
CABLE ROUGH IN - LOWER GROUND LG.SMG.071 - BED 20 LARGE
[5 empty] | QES-ITC-E03-247 | QA_TEM_080_Room Body Protection Checklist
CABLE ROUGH IN - LOWER GROUND LG.SMP.NORTH EDB - EDB
[5 empty] | QES-ITC-E03-248 | QA_TEM_082_Room Checklist
CABLE ROUGH IN - LOWER GROUND SW.STA.ST1 - STAIR 1
[5 empty] | QES-ITC-E03-249 | QA_TEM_082_Room Checklist
CABLE ROUGH IN - LOWER GROUND SW.STA.ST2 - STAIR 2
[5 empty] | QES-ITC-E03-250 | QA_TEM_082_Room Checklist
CABLE ROUGH IN - LOWER GROUND SW.STA.ST3 - STAIR 3
[5 empty] | QES-ITC-E03-251 | QA_TEM_082_Room Checklist
CABLE ROUGH IN - LOWER GROUND SW.STA.ST4 - STAIR 4
[5 empty] | QES-ITC-E03-252 | QA_TEM_082_Room Checklist
CABLE ROUGH IN - LOWER GROUND SW.STA.ST5 - STAIR 5
[5 empty] | QES-ITC-E03-253 | QA_TEM_082_Room Checklist
CABLE ROUGH IN - LOWER GROUND SW.STA.ST6 - STAIR 6
[5 empty] | QES-ITC-E03-254 | QA_TEM_082_Room Checklist
CABLE TRAY INSTALLATION
E04
CABLE SUPPORT & PROTECTION - BASEMENT 2
[5 empty] | QES-ITC-E04-001 | QA_TEM_008_Cable Support Prior to Cabling
CABLE SUPPORT & PROTECTION - BASEMENT 1 ZONE 1
[5 empty] | QES-ITC-E04-002 | QA_TEM_008_Cable Support Prior to Cabling
CABLE SUPPORT & PROTECTION - BASEMENT 1 ZONE 2
[5 empty] | QES-ITC-E04-003 | QA_TEM_008_Cable Support Prior to Cabling
CABLE SUPPORT & PROTECTION - LOWER GROUND ZONE 1
[5 empty] | QES-ITC-E04-004 | QA_TEM_008_Cable Support Prior to Cabling
CABLE SUPPORT & PROTECTION - LOWER GROUND ZONE 2
[5 empty] | QES-ITC-E04-005 | QA_TEM_008_Cable Support Prior to Cabling
MSB
E05
MSB-A - SWITCHBOARD & DISTRIBUTION BOARD INSTALLATION
[5 empty] | QES-ITC-E05-001 | QA_TEM_012_Switchboard & Distribution Board Installation
MSB-B - SWITCHBOARD & DISTRIBUTION BOARD INSTALLATION
[5 empty] | QES-ITC-E05-002 | QA_TEM_012_Switchboard & Distribution Board Installation
MSB - TX-SMHRU-A TO MSB-A - MAINS & SUBMAINS INSTALLATION
[5 empty] | QES-ITC-E05-003 | QA_TEM_011_Mains & Submains Installation
MSB - TX-SMHRU-B TO MSB-B - MAINS & SUBMAINS INSTALLATION
[5 empty] | QES-ITC-E05-004 | QA_TEM_011_Mains & Submains Installation
MSB - MSB-A TO MSSB B-2-3 - MAINS & SUBMAINS INSTALLATION
[5 empty] | QES-ITC-E05-005 | QA_TEM_011_Mains & Submains Installation
MSB - MSB-A TO MSSB B-2-4 - MAINS & SUBMAINS INSTALLATION
[5 empty] | QES-ITC-E05-006 | QA_TEM_011_Mains & Submains Installation
MSB - MSB-A TO DB-UPS - MAINS & SUBMAINS INSTALLATION
[5 empty] | QES-ITC-E05-007 | QA_TEM_011_Mains & Submains Installation
MSB - MSB-A TO DB-B2-1-E - MAINS & SUBMAINS INSTALLATION
[5 empty] | QES-ITC-E05-008 | QA_TEM_011_Mains & Submains Installation
MSB - MSB-A TO DB-B2-COMMS - MAINS & SUBMAINS INSTALLATION
[5 empty] | QES-ITC-E05-009 | QA_TEM_011_Mains & Submains Installation
MSB - MSB-A TO FIP - MAINS & SUBMAINS INSTALLATION
[5 empty] | QES-ITC-E05-010 | QA_TEM_011_Mains & Submains Installation
MSB - MSB-B TO MSSB-B2-01 - MAINS & SUBMAINS INSTALLATION
[5 empty] | QES-ITC-E05-011 | QA_TEM_011_Mains & Submains Installation
MSB - MSB-B TO MSSB-B2-02 - MAINS & SUBMAINS INSTALLATION
[5 empty] | QES-ITC-E05-012 | QA_TEM_011_Mains & Submains Installation
MSB - MSB-B TO DB-SOLAR - MAINS & SUBMAINS INSTALLATION
[5 empty] | QES-ITC-E05-013 | QA_TEM_011_Mains & Submains Installation
MSB - MSB-B TO DB-B2-1-NE - MAINS & SUBMAINS INSTALLATION
[5 empty] | QES-ITC-E05-014 | QA_TEM_011_Mains & Submains Installation
MSB - MSB-A TO DB-B1-2-NE - MAINS & SUBMAINS INSTALLATION
[5 empty] | QES-ITC-E05-015 | QA_TEM_011_Mains & Submains Installation
MSB - MSB-A TO DB-B1-2-E - MAINS & SUBMAINS INSTALLATION
[5 empty] | QES-ITC-E05-016 | QA_TEM_011_Mains & Submains Installation
MSB - MSB-A TO DB-B1-COMMS - MAINS & SUBMAINS INSTALLATION
[5 empty] | QES-ITC-E05-017 | QA_TEM_011_Mains & Submains Installation
MSB - MSB-B TO DB-B1-1-E - MAINS & SUBMAINS INSTALLATION
[5 empty] | QES-ITC-E05-018 | QA_TEM_011_Mains & Submains Installation
MSB - MSB-B TO DB-B1-1-NE - MAINS & SUBMAINS INSTALLATION
[5 empty] | QES-ITC-E05-019 | QA_TEM_011_Mains & Submains Installation
MSB - MSB-A TO DB-LG-2-NE - MAINS & SUBMAINS INSTALLATION
[5 empty] | QES-ITC-E05-020 | QA_TEM_011_Mains & Submains Installation
MSB - MSB-A TO DB-LG-2-E - MAINS & SUBMAINS INSTALLATION
[5 empty] | QES-ITC-E05-021 | QA_TEM_011_Mains & Submains Installation
MSB - MSB-B TO DB-LG-1-E - MAINS & SUBMAINS INSTALLATION
[5 empty] | QES-ITC-E05-022 | QA_TEM_011_Mains & Submains Installation
MSB - MSB-B TO DB-LG-COMMS - MAINS & SUBMAINS INSTALLATION
[5 empty] | QES-ITC-E05-023 | QA_TEM_011_Mains & Submains Installation
MSB - MSB-B TO DB-LG-1-NE - MAINS & SUBMAINS INSTALLATION
[5 empty] | QES-ITC-E05-024 | QA_TEM_011_Mains & Submains Installation
MSB - MSB-A TO LIFT 1 - MAINS & SUBMAINS INSTALLATION
[5 empty] | QES-ITC-E05-025 | QA_TEM_011_Mains & Submains Installation
MSB - MSB-A TO LIFT 2 - MAINS & SUBMAINS INSTALLATION
[5 empty] | QES-ITC-E05-026 | QA_TEM_011_Mains & Submains Installation
MSB - CABLE TERMINATIONS - (MSB-A CONSUMERS MAINS)
[5 empty] | QES-ITC-E05-027 | QA_TEM_014_Cable Terminations
MSB - CABLE TERMINATIONS - (MSB-B CONSUMERS MAINS)
[5 empty] | QES-ITC-E05-028 | QA_TEM_014_Cable Terminations
MSB - FINAL INSTALLATION TEST SHEET (MSB-A CONSUMER & SUBMAINS)
[5 empty] | QES-ITC-E05-029 | Final Installation Checklist
MSB - FINAL INSTALLATION TEST SHEET (MSB-B CONSUMER & SUBMAINS)
[5 empty] | QES-ITC-E05-030 | Final Installation Checklist
DB
E06
DB-B2-1-E - SWITCHBOARD & DISTRIBUTION BOARD INSTALLATION
[5 empty] | QES-ITC-E06-001 | QA_TEM_012_Switchboard & Distribution Board Installation
DB-B2-1-E - CABLE TERMINATIONS (DB SUBMAIN)
[5 empty] | QES-ITC-E06-002 | QA_TEM_014_Cable Terminations
DB-B2-1-E - FINAL INSTALLATION TEST SHEET (DB SUBCIRCUITS)
[5 empty] | QES-ITC-E06-003 | Final Installation Checklist
DB-B2-COMMS - SWITCHBOARD & DISTRIBUTION BOARD INSTALLATION
[5 empty] | QES-ITC-E06-004 | QA_TEM_012_Switchboard & Distribution Board Installation
DB-B2-COMMS - CABLE TERMINATIONS (DB SUBMAIN)
[5 empty] | QES-ITC-E06-005 | QA_TEM_014_Cable Terminations
DB-B2-COMMS - FINAL INSTALLATION TEST SHEET (DB SUBCIRCUITS)
[5 empty] | QES-ITC-E06-006 | Final Installation Checklist
DB-SOLAR - SWITCHBOARD & DISTRIBUTION BOARD INSTALLATION
[5 empty] | QES-ITC-E06-007 | QA_TEM_012_Switchboard & Distribution Board Installation
DB-SOLAR - CABLE TERMINATIONS (DB SUBMAIN)
[5 empty] | QES-ITC-E06-008 | QA_TEM_014_Cable Terminations
DB-SOLAR - FINAL INSTALLATION TEST SHEET (DB SUBCIRCUITS)
[5 empty] | QES-ITC-E06-009 | Final Installation Checklist
DB-B2-1-NE - SWITCHBOARD & DISTRIBUTION BOARD INSTALLATION
[5 empty] | QES-ITC-E06-010 | QA_TEM_012_Switchboard & Distribution Board Installation
DB-B2-1-NE - CABLE TERMINATIONS (DB SUBMAIN)
[5 empty] | QES-ITC-E06-011 | QA_TEM_014_Cable Terminations
DB-B2-1-NE - FINAL INSTALLATION TEST SHEET (DB SUBCIRCUITS)
[5 empty] | QES-ITC-E06-012 | Final Installation Checklist
DB-B1-2-NE - SWITCHBOARD & DISTRIBUTION BOARD INSTALLATION
[5 empty] | QES-ITC-E06-013 | QA_TEM_012_Switchboard & Distribution Board Installation
DB-B1-2-NE - CABLE TERMINATIONS (DB SUBMAIN)
[5 empty] | QES-ITC-E06-014 | QA_TEM_014_Cable Terminations
DB-B1-2-NE - FINAL INSTALLATION TEST SHEET (DB SUBCIRCUITS)
[5 empty] | QES-ITC-E06-015 | Final Installation Checklist
DB-B1-2-E - SWITCHBOARD & DISTRIBUTION BOARD INSTALLATION
[5 empty] | QES-ITC-E06-016 | QA_TEM_012_Switchboard & Distribution Board Installation
DB-B1-2-E - CABLE TERMINATIONS (DB SUBMAIN)
[5 empty] | QES-ITC-E06-017 | QA_TEM_014_Cable Terminations
DB-B1-2-E - FINAL INSTALLATION TEST SHEET (DB SUBCIRCUITS)
[5 empty] | QES-ITC-E06-018 | Final Installation Checklist
DB-B1-COMMS - SWITCHBOARD & DISTRIBUTION BOARD INSTALLATION
[5 empty] | QES-ITC-E06-019 | QA_TEM_012_Switchboard & Distribution Board Installation
DB-B1-COMMS - CABLE TERMINATIONS (DB SUBMAIN)
[5 empty] | QES-ITC-E06-020 | QA_TEM_014_Cable Terminations
DB-B1-COMMS - FINAL INSTALLATION TEST SHEET (DB SUBCIRCUITS)
[5 empty] | QES-ITC-E06-021 | Final Installation Checklist
DB-B1-1-E - SWITCHBOARD & DISTRIBUTION BOARD INSTALLATION
[5 empty] | QES-ITC-E06-022 | QA_TEM_012_Switchboard & Distribution Board Installation
DB-B1-1-E - CABLE TERMINATIONS (DB SUBMAIN)
[5 empty] | QES-ITC-E06-023 | QA_TEM_014_Cable Terminations
DB-B1-1-E - FINAL INSTALLATION TEST SHEET (DB SUBCIRCUITS)
[5 empty] | QES-ITC-E06-024 | Final Installation Checklist
DB-B1-1-NE - SWITCHBOARD & DISTRIBUTION BOARD INSTALLATION
[5 empty] | QES-ITC-E06-025 | QA_TEM_012_Switchboard & Distribution Board Installation
DB-B1-1-NE - CABLE TERMINATIONS (DB SUBMAIN)
[5 empty] | QES-ITC-E06-026 | QA_TEM_014_Cable Terminations
DB-B1-1-NE - FINAL INSTALLATION TEST SHEET (DB SUBCIRCUITS)
[5 empty] | QES-ITC-E06-027 | Final Installation Checklist
DB-LG-2-NE - SWITCHBOARD & DISTRIBUTION BOARD INSTALLATION
[5 empty] | QES-ITC-E06-028 | QA_TEM_012_Switchboard & Distribution Board Installation
DB-LG-2-NE - CABLE TERMINATIONS (DB SUBMAIN)
[5 empty] | QES-ITC-E06-029 | QA_TEM_014_Cable Terminations
DB-LG-2-NE - FINAL INSTALLATION TEST SHEET (DB SUBCIRCUITS)
[5 empty] | QES-ITC-E06-030 | Final Installation Checklist
DB-LG-2-E - SWITCHBOARD & DISTRIBUTION BOARD INSTALLATION
[5 empty] | QES-ITC-E06-031 | QA_TEM_012_Switchboard & Distribution Board Installation
DB-LG-2-E - CABLE TERMINATIONS (DB SUBMAIN)
[5 empty] | QES-ITC-E06-032 | QA_TEM_014_Cable Terminations
DB-LG-2-E - FINAL INSTALLATION TEST SHEET (DB SUBCIRCUITS)
[5 empty] | QES-ITC-E06-033 | Final Installation Checklist
DB-LG-1-E - SWITCHBOARD & DISTRIBUTION BOARD INSTALLATION
[5 empty] | QES-ITC-E06-034 | QA_TEM_012_Switchboard & Distribution Board Installation
DB-LG-1-E - CABLE TERMINATIONS (DB SUBMAIN)
[5 empty] | QES-ITC-E06-035 | QA_TEM_014_Cable Terminations
DB-LG-1-E - FINAL INSTALLATION TEST SHEET (DB SUBCIRCUITS)
[5 empty] | QES-ITC-E06-036 | Final Installation Checklist
DB-LG-COMMS - SWITCHBOARD & DISTRIBUTION BOARD INSTALLATION
[5 empty] | QES-ITC-E06-037 | QA_TEM_012_Switchboard & Distribution Board Installation
DB-LG-COMMS - CABLE TERMINATIONS (DB SUBMAIN)
[5 empty] | QES-ITC-E06-038 | QA_TEM_014_Cable Terminations
DB-LG-COMMS - FINAL INSTALLATION TEST SHEET (DB SUBCIRCUITS)
[5 empty] | QES-ITC-E06-039 | Final Installation Checklist
DB-LG-1-NE - SWITCHBOARD & DISTRIBUTION BOARD INSTALLATION
[5 empty] | QES-ITC-E06-040 | QA_TEM_012_Switchboard & Distribution Board Installation
DB-LG-1-NE - CABLE TERMINATIONS (DB SUBMAIN)
[5 empty] | QES-ITC-E06-041 | QA_TEM_014_Cable Terminations
DB-LG-1-NE - FINAL INSTALLATION TEST SHEET (DB SUBCIRCUITS)
[5 empty] | QES-ITC-E06-042 | Final Installation Checklist
LUMINAIRES
E07
LIGHT FITTING INSTALLATION - BASEMENT 2
[5 empty] | QES-ITC-E07-001 | QA_TEM_016_Light Fitting Installation
QA_TEM_023_Emergency & Exit Lighting
LIGHT FITTING INSTALLATION - BASEMENT 1
[5 empty] | QES-ITC-E07-002 | QA_TEM_016_Light Fitting Installation
QA_TEM_023_Emergency & Exit Lighting
LIGHT FITTING INSTALLATION - LOWER GROUND
[5 empty] | QES-ITC-E07-003 | QA_TEM_016_Light Fitting Installation
QA_TEM_023_Emergency & Exit Lighting
LIGHT FITTING INSTALLATION - STAIR 1
[5 empty] | QES-ITC-E07-004 | QA_TEM_016_Light Fitting Installation
QA_TEM_023_Emergency & Exit Lighting
LIGHT FITTING INSTALLATION - STAIR 2
[5 empty] | QES-ITC-E07-005 | QA_TEM_016_Light Fitting Installation
QA_TEM_023_Emergency & Exit Lighting
LIGHT FITTING INSTALLATION - STAIR 3
[5 empty] | QES-ITC-E07-006 | QA_TEM_016_Light Fitting Installation
QA_TEM_023_Emergency & Exit Lighting
LIGHT FITTING INSTALLATION - STAIR 4
[5 empty] | QES-ITC-E07-007 | QA_TEM_016_Light Fitting Installation
QA_TEM_023_Emergency & Exit Lighting
LIGHT FITTING INSTALLATION - STAIR 5
[5 empty] | QES-ITC-E07-008 | QA_TEM_016_Light Fitting Installation
QA_TEM_023_Emergency & Exit Lighting
LIGHT FITTING INSTALLATION - STAIR 6
[5 empty] | QES-ITC-E07-009 | QA_TEM_016_Light Fitting Installation
QA_TEM_023_Emergency & Exit Lighting
FIT OFF
E08
FIT OFF - BASEMENT 2 B2.SMG.001 - SECURE LOBBY
[5 empty] | QES-ITC-E08-001 | QA_TEM_082_Room Checklist
FIT OFF - BASEMENT 2 B2.SMG.002 - SALLY PORT
[5 empty] | QES-ITC-E08-002 | QA_TEM_082_Room Checklist
FIT OFF - BASEMENT 2 B2.SMG.003 - STORE
[5 empty] | QES-ITC-E08-003 | QA_TEM_082_Room Checklist
FIT OFF - BASEMENT 2 B2.SMP.005 - PLANT
[5 empty] | QES-ITC-E08-004 | QA_TEM_082_Room Checklist
FIT OFF - BASEMENT 2 B2.SMP.006 - MAIN SWITCH
[5 empty] | QES-ITC-E08-005 | QA_TEM_082_Room Checklist
FIT OFF - BASEMENT 2 B2.SMP.007 - UPS
[5 empty] | QES-ITC-E08-006 | QA_TEM_082_Room Checklist
FIT OFF - BASEMENT 2 B2.SMP.008 - COMMS
[5 empty] | QES-ITC-E08-007 | QA_TEM_082_Room Checklist
FIT OFF - BASEMENT 2 B2.SMG.009 - STORAGE AREA
[5 empty] | QES-ITC-E08-008 | QA_TEM_082_Room Checklist
FIT OFF - BASEMENT 2 B2.SMP.009a - MAINT STORE
[5 empty] | QES-ITC-E08-009 | QA_TEM_082_Room Checklist
FIT OFF - BASEMENT 2 B2.SMG.0010 - BELONGINGS STORE
[5 empty] | QES-ITC-E08-010 | QA_TEM_082_Room Checklist
FIT OFF - BASEMENT 2 B2.SMP.0013 - RAINWATER HARVESTING
[5 empty] | QES-ITC-E08-011 | QA_TEM_082_Room Checklist
FIT OFF - BASEMENT 2 B2.SMG.0012 - UNDERCROFT
[5 empty] | QES-ITC-E08-012 | QA_TEM_082_Room Checklist
FIT OFF - BASEMENT 1 B1.SMC.001 - LOBBY
[5 empty] | QES-ITC-E08-013 | QA_TEM_082_Room Checklist
FIT OFF - BASEMENT 1 B1.SMG.015 - SECURE LOBBY
[5 empty] | QES-ITC-E08-014 | QA_TEM_082_Room Checklist
FIT OFFN - BASEMENT 1 B1.SMG.016 - ACC WC
[5 empty] | QES-ITC-E08-015 | QA_TEM_082_Room Checklist
FIT OFF - BASEMENT 1 B1.SMG.017 - CONSULT
[5 empty] | QES-ITC-E08-016 | QA_TEM_080_Room Body Protection Checklist
FIT OFF - BASEMENT 1 B1.SMG.C.01 - CORRIDOR
[5 empty] | QES-ITC-E08-017 | QA_TEM_082_Room Checklist
FIT OFF - BASEMENT 1 B1.SMG.010 - STORE 1
[5 empty] | QES-ITC-E08-018 | QA_TEM_082_Room Checklist
FIT OFF - BASEMENT 1 B1.SMG.023 - HEARING WAITING
[5 empty] | QES-ITC-E08-019 | QA_TEM_082_Room Checklist
FIT OFF - BASEMENT 1 B1.SMG.022 - MHA HEARING
[5 empty] | QES-ITC-E08-020 | QA_TEM_082_Room Checklist
FIT OFF - BASEMENT 1 B1.SMG.025 - FAMILY LOUNGE 1
[5 empty] | QES-ITC-E08-021 | QA_TEM_082_Room Checklist
FIT OFF - BASEMENT 1 B1.SMG.126 - SENSORY 1
[5 empty] | QES-ITC-E08-022 | QA_TEM_080_Room Body Protection Checklist
FIT OFF - BASEMENT 1 B1.SMG.027 - OFFICE 1
[5 empty] | QES-ITC-E08-023 | QA_TEM_082_Room Checklist
FIT OFF - BASEMENT 1 B1.SMG.029 - PAT BELONG
[5 empty] | QES-ITC-E08-024 | QA_TEM_082_Room Checklist
FIT OFF - BASEMENT 1 B1.SMG.041 - INTERVIEW 1
[5 empty] | QES-ITC-E08-025 | QA_TEM_080_Room Body Protection Checklist
FIT OFF - BASEMENT 1 B1.SMG.119 - LAUNDRY 1
[5 empty] | QES-ITC-E08-026 | QA_TEM_080_Room Body Protection Checklist
FIT OFF - BASEMENT 1 B1.SMG.C.22a - HANDWASH
[5 empty] | QES-ITC-E08-027 | QA_TEM_082_Room Checklist
FIT OFF - BASEMENT 1 B1.SMG.118c - D LINEN
[5 empty] | QES-ITC-E08-028 | QA_TEM_082_Room Checklist
FIT OFF - BASEMENT 1 B1.SMG.C.23a - HANDWASH / UTILITY BAY
[5 empty] | QES-ITC-E08-029 | QA_TEM_082_Room Checklist
FIT OFF - BASEMENT 1 B1.SMG.C.23b - HANDWASH / UTILITY BAY
[5 empty] | QES-ITC-E08-030 | QA_TEM_082_Room Checklist
CABLE ROUGH IN - BASEMENT 1 B1.SMG.127 - RETREAT 1
[5 empty] | QES-ITC-E08-031 | QA_TEM_080_Room Body Protection Checklist
CABLE ROUGH IN - BASEMENT 1 B1.SMG.C.24a - HANDWASH / UTILITY BAY
[5 empty] | QES-ITC-E08-032 | QA_TEM_082_Room Checklist
FIT OFF - BASEMENT 1 B1.SMG.121 - EXERSIZE 1
[5 empty] | QES-ITC-E08-033 | QA_TEM_080_Room Body Protection Checklist
FIT OFF - BASEMENT 1 B1.SMG.120 - THERAPY 1
[5 empty] | QES-ITC-E08-034 | QA_TEM_080_Room Body Protection Checklist
FIT OFF - BASEMENT 1 B1.SMG.116 - QUIET LOUNGE
[5 empty] | QES-ITC-E08-035 | QA_TEM_080_Room Body Protection Checklist
FIT OFF - BASEMENT 1 B1.SMG.039 - INTERVIEW 2
[5 empty] | QES-ITC-E08-036 | QA_TEM_080_Room Body Protection Checklist
FIT OFF - BASEMENT 1 B1.SMG.038 - INTERVIEW 3
[5 empty] | QES-ITC-E08-037 | QA_TEM_080_Room Body Protection Checklist
FIT OFF - BASEMENT 1 B1.SMG.037 - PHOTOCOPY 1
[5 empty] | QES-ITC-E08-038 | QA_TEM_082_Room Checklist
FIT OFF - BASEMENT 1 B1.SMG.036 - FOOD SERVICES PANTRY
[5 empty] | QES-ITC-E08-039 | QA_TEM_082_Room Checklist
FIT OFF - BASEMENT 1 B1.SMG.114 - ACC WC
[5 empty] | QES-ITC-E08-040 | QA_TEM_080_Room Body Protection Checklist
FIT OFF - BASEMENT 1 B1.SMG.C.21a - HANDWASH
[5 empty] | QES-ITC-E08-041 | QA_TEM_082_Room Checklist
FIT OFF - BASEMENT 1 B1.SMG.113b - LOUNGE / DINING 1
[5 empty] | QES-ITC-E08-042 | QA_TEM_080_Room Body Protection Checklist
FIT OFF - BASEMENT 1 B1.SMG.113C - LOUNGE 1
[5 empty] | QES-ITC-E08-043 | QA_TEM_080_Room Body Protection Checklist
FIT OFF - BASEMENT 1 B1.SMG.C.24B - HANDWASH / UTILITY BAY
[5 empty] | QES-ITC-E08-044 | QA_TEM_082_Room Checklist
FIT OFF - BASEMENT 1 B1.SMG.C.25A - HANDWASH / UTILITY BAY
[5 empty] | QES-ITC-E08-045 | QA_TEM_082_Room Checklist
FIT OFF - BASEMENT 1 B1.SMG.110 - CENTRAL COURTYARD
[5 empty] | QES-ITC-E08-046 | QA_TEM_082_Room Checklist
FIT OFF - BASEMENT 1 B1.SMG.C.21A - HANDWASH
[5 empty] | QES-ITC-E08-047 | QA_TEM_082_Room Checklist
FIT OFF - BASEMENT 1 B1.SMG.067 - TREATEMENT
[5 empty] | QES-ITC-E08-048 | QA_TEM_080_Room Body Protection Checklist
FIT OFF - BASEMENT 1 B1.SMG.045 - NURSE STATION 1
[5 empty] | QES-ITC-E08-049 | QA_TEM_082_Room Checklist
FIT OFF - BASEMENT 1 B1.SMG.048 - DIRTY UT.& DISPOSAL
[5 empty] | QES-ITC-E08-050 | QA_TEM_082_Room Checklist
FIT OFF - BASEMENT 1 B1.SMG.049 - WOW BAY 1
[5 empty] | QES-ITC-E08-051 | QA_TEM_082_Room Checklist
FIT OFF - BASEMENT 1 B1.SMP.044 - COMMS
[5 empty] | QES-ITC-E08-052 | QA_TEM_082_Room Checklist
FIT OFF - BASEMENT 1 B1.SMG.051 - CLEANER
[5 empty] | QES-ITC-E08-053 | QA_TEM_082_Room Checklist
FIT OFF - BASEMENT 1 B1.SMG.053 - OFFICE 2
[5 empty] | QES-ITC-E08-054 | QA_TEM_082_Room Checklist
FIT OFF - BASEMENT 1 B1.SMG.054 - OFFICE 3
[5 empty] | QES-ITC-E08-055 | QA_TEM_082_Room Checklist
FIT OFF - BASEMENT 1 B1.SMG.055 - OFFICE 4
[5 empty] | QES-ITC-E08-056 | QA_TEM_082_Room Checklist
FIT OFF - BASEMENT 1 B1.SMG.056 - OFFICE 5
[5 empty] | QES-ITC-E08-057 | QA_TEM_082_Room Checklist
FIT OFF - BASEMENT 1 B1.SMG.057 - OFFICE 6
[5 empty] | QES-ITC-E08-058 | QA_TEM_082_Room Checklist
FIT OFF - BASEMENT 1 B1.SMG.058 - STORE 2
[5 empty] | QES-ITC-E08-059 | QA_TEM_082_Room Checklist
FIT OFF - BASEMENT 1 B1.SMG.030 - SECURE LOUNGE
[5 empty] | QES-ITC-E08-060 | QA_TEM_080_Room Body Protection Checklist
FIT OFF - BASEMENT 1 B1.SMG.031 - DE-ESCALATION
[5 empty] | QES-ITC-E08-061 | QA_TEM_080_Room Body Protection Checklist
FIT OFF - BASEMENT 1 B1.SMG.021 - FAMILY VISITING COURTYARD
[5 empty] | QES-ITC-E08-062 | QA_TEM_082_Room Checklist
FIT OFF - BASEMENT 1 B1.SMG.004 - B1 UNDERCROFT
[5 empty] | QES-ITC-E08-063 | QA_TEM_082_Room Checklist
FIT OFF - BASEMENT 1 B1.SMP.040 - EDB
[5 empty] | QES-ITC-E08-064 | QA_TEM_082_Room Checklist
FIT OFF - BASEMENT 1 B1.SMG.115 - SOUTH COURTYARD
[5 empty] | QES-ITC-E08-065 | QA_TEM_082_Room Checklist
FIT OFF - BASEMENT 1 B1.SMG.C.022 - CORRIDOR
[5 empty] | QES-ITC-E08-066 | QA_TEM_082_Room Checklist
FIT OFF - BASEMENT 1 B1.SMG.C.03 - CORRIDOR
[5 empty] | QES-ITC-E08-067 | QA_TEM_082_Room Checklist
FIT OFF - BASEMENT 1 B1.SMG.C.23 - CORRIDOR
[5 empty] | QES-ITC-E08-068 | QA_TEM_082_Room Checklist
FIT OFF - BASEMENT 1 B1.SMG.C.24 - CORRIDOR
[5 empty] | QES-ITC-E08-069 | QA_TEM_082_Room Checklist
FIT OFF - BASEMENT 1 B1.SMG.C.25 - CORRIDOR
[5 empty] | QES-ITC-E08-070 | QA_TEM_082_Room Checklist
FIT OFF - BASEMENT 1 B1.SMG.C.19 - CORRIDOR
[5 empty] | QES-ITC-E08-071 | QA_TEM_082_Room Checklist
FIT OFF - BASEMENT 1 B1.SMG.C.21 - CORRIDOR
[5 empty] | QES-ITC-E08-072 | QA_TEM_082_Room Checklist
FIT OFF - BASEMENT 1 B1.SMG.C.04 - CORRIDOR
[5 empty] | QES-ITC-E08-073 | QA_TEM_082_Room Checklist
FIT OFF - BASEMENT 1 B1.SMG.C.08 - CORRIDOR
[5 empty] | QES-ITC-E08-074 | QA_TEM_082_Room Checklist
FIT OFF - BASEMENT 1 B1.SMG.C.06 - CORRIDOR
[5 empty] | QES-ITC-E08-075 | QA_TEM_082_Room Checklist
FIT OFF - BASEMENT 1 B1.SMG.C.11 - CORRIDOR
[5 empty] | QES-ITC-E08-076 | QA_TEM_082_Room Checklist
FIT OFF - BASEMENT 1 B1.SMG.C.13 - CORRIDOR
[5 empty] | QES-ITC-E08-077 | QA_TEM_082_Room Checklist
FIT OFF - BASEMENT 1 B1.SMG.C.28 - CORRIDOR
[5 empty] | QES-ITC-E08-078 | QA_TEM_082_Room Checklist
FIT OFF - BASEMENT 1 B1.SMG.C.27 - CORRIDOR
[5 empty] | QES-ITC-E08-079 | QA_TEM_082_Room Checklist
FIT OFF - BASEMENT 1 B1.SMG.060 - OFFICE 7
[5 empty] | QES-ITC-E08-080 | QA_TEM_082_Room Checklist
FIT OFF - BASEMENT 1 B1.SMG.061 - OFFICE 8
[5 empty] | QES-ITC-E08-081 | QA_TEM_082_Room Checklist
FIT OFF - BASEMENT 1 B1.SMG.062 - OFFICE 9
[5 empty] | QES-ITC-E08-082 | QA_TEM_082_Room Checklist
FIT OFF - BASEMENT 1 B1.SMG.089 - STAFF COURTYARD
[5 empty] | QES-ITC-E08-083 | QA_TEM_082_Room Checklist
FIT OFF - BASEMENT 1 B1.SMG.063 - CLINICAL WORK
[5 empty] | QES-ITC-E08-084 | QA_TEM_082_Room Checklist
FIT OFF - BASEMENT 1 B1.SMG.069 - STORE 3
[5 empty] | QES-ITC-E08-085 | QA_TEM_082_Room Checklist
FIT OFF - BASEMENT 1 B1.SMG.064 - CLEAN UT.
[5 empty] | QES-ITC-E08-086 | QA_TEM_082_Room Checklist
FIT OFF - BASEMENT 1 B1.SMG.049A - PNEUMATIC TUBE
[5 empty] | QES-ITC-E08-087 | QA_TEM_082_Room Checklist
FIT OFF - BASEMENT 1 B1.SMG.C.06A - HANDWASH
[5 empty] | QES-ITC-E08-088 | QA_TEM_082_Room Checklist
FIT OFF - BASEMENT 1 B1.SMG.49B - WOW BAY 2
[5 empty] | QES-ITC-E08-089 | QA_TEM_082_Room Checklist
FIT OFF - BASEMENT 1 B1.SMG.066 - MEDICATION
[5 empty] | QES-ITC-E08-090 | QA_TEM_082_Room Checklist
FIT OFF - BASEMENT 1 B1.SMG.065 - NURSE STATION 2
[5 empty] | QES-ITC-E08-091 | QA_TEM_082_Room Checklist
FIT OFF - BASEMENT 1 B1.SMG.C.26A - HANDWASH / UTILITY BAY
[5 empty] | QES-ITC-E08-092 | QA_TEM_082_Room Checklist
FIT OFF - BASEMENT 1 B1.SMG.071 - OFFICE-3P
[5 empty] | QES-ITC-E08-093 | QA_TEM_082_Room Checklist
FIT OFF - BASEMENT 1 B1.SMG.076 - SHARED OFFICE
[5 empty] | QES-ITC-E08-094 | QA_TEM_082_Room Checklist
FIT OFF - BASEMENT 1 B1.SMG.072 - STORE 4
[5 empty] | QES-ITC-E08-095 | QA_TEM_082_Room Checklist
FIT OFF - BASEMENT 1 B1.SMG.075 - PHOTOCOPY 2
[5 empty] | QES-ITC-E08-096 | QA_TEM_082_Room Checklist
FIT OFFFIT OFF - BASEMENT 1 B1.SMG.086 - MEETING 2
[5 empty] | QES-ITC-E08-097 | QA_TEM_082_Room Checklist
FIT OFF - BASEMENT 1 B1.SMG.085 - MEETING 1
[5 empty] | QES-ITC-E08-098 | QA_TEM_082_Room Checklist
FIT OFF - BASEMENT 1 B1.SMG.091 - STAFF ROOM
[5 empty] | QES-ITC-E08-099 | QA_TEM_082_Room Checklist
FIT OFF - BASEMENT 1 B1.SMG.092 - OFFICE-3P
[5 empty] | QES-ITC-E08-100 | QA_TEM_082_Room Checklist
FIT OFF - BASEMENT 1 B1.SMG.093 - OFFICE-3P
[5 empty] | QES-ITC-E08-101 | QA_TEM_082_Room Checklist
FIT OFF - BASEMENT 1 B1.SMP-078 - EDB
[5 empty] | QES-ITC-E08-102 | QA_TEM_082_Room Checklist
FIT OFF - BASEMENT 1 B1.SMG.074 - ADL KITCHEN
[5 empty] | QES-ITC-E08-103 | QA_TEM_080_Room Body Protection Checklist
FIT OFF - BASEMENT 1 B1.SMG.083 - ADL PANTRY
[5 empty] | QES-ITC-E08-104 | QA_TEM_080_Room Body Protection Checklist
FIT OFF - BASEMENT 1 B1.SMG.082 - STAFF ACCESSIBLE WC
[5 empty] | QES-ITC-E08-105 | QA_TEM_080_Room Body Protection Checklist
FIT OFF - BASEMENT 1 B1.SMG.079 - INTERVIEW 4
[5 empty] | QES-ITC-E08-106 | QA_TEM_080_Room Body Protection Checklist
FIT OFF - BASEMENT 1 B1.SMG.096 - LAUNDRY 2
[5 empty] | QES-ITC-E08-107 | QA_TEM_080_Room Body Protection Checklist
FIT OFF - BASEMENT 1 B1.SMG.077 - INTERVIEW 5
[5 empty] | QES-ITC-E08-108 | QA_TEM_080_Room Body Protection Checklist
FIT OFF - BASEMENT 1 B1.SMG.094 - FAMILY LOUNGE 2
[5 empty] | QES-ITC-E08-109 | QA_TEM_082_Room Checklist
FIT OFF - BASEMENT 1 B1.SMG.C.15A - HANDWASH
[5 empty] | QES-ITC-E08-110 | QA_TEM_082_Room Checklist
FIT OFF - BASEMENT 1 B1.SMG.094C - D.LINEN
[5 empty] | QES-ITC-E08-111 | QA_TEM_082_Room Checklist
FIT OFF - BASEMENT 1 B1.SMG.106 - LOUNGE / DINNING 2
[5 empty] | QES-ITC-E08-112 | QA_TEM_080_Room Body Protection Checklist
FIT OFF - BASEMENT 1 B1.SMG.106D - LOUNGE 2
[5 empty] | QES-ITC-E08-113 | QA_TEM_080_Room Body Protection Checklist
FIT OFF - BASEMENT 1 B1.SMG.108 - MULTI FAITH
[5 empty] | QES-ITC-E08-114 | QA_TEM_080_Room Body Protection Checklist
FIT OFF - BASEMENT 1 B1.SMG.105 - THERAPY 2
[5 empty] | QES-ITC-E08-115 | QA_TEM_080_Room Body Protection Checklist
FIT OFF - BASEMENT 1 B1.SMG.104 - EXERSISE 2
[5 empty] | QES-ITC-E08-116 | QA_TEM_080_Room Body Protection Checklist
FIT OFF - BASEMENT 1 B1.SMG.198 - SENSORY 2
[5 empty] | QES-ITC-E08-117 | QA_TEM_080_Room Body Protection Checklist
FIT OFF - BASEMENT 1 B1.SMG.103 - NORTH COURTYARD
[5 empty] | QES-ITC-E08-118 | QA_TEM_082_Room Checklist
FIT OFF - BASEMENT 1 B1.SMG.C.27B - HANDWASH / UTILITY BAY
[5 empty] | QES-ITC-E08-119 | QA_TEM_082_Room Checklist
FIT OFF - BASEMENT 1 B1.SMG.C.27A - HANDWASH / UTILITY BAY
[5 empty] | QES-ITC-E08-120 | QA_TEM_082_Room Checklist
FIT OFF - BASEMENT 1 B1.SMG.C.28B - HANDWASH / UTILITY BAY
[5 empty] | QES-ITC-E08-121 | QA_TEM_082_Room Checklist
FIT OFF - BASEMENT 1 B1.SMG.161 - RETREAT 2
[5 empty] | QES-ITC-E08-122 | QA_TEM_080_Room Body Protection Checklist
FIT OFF - BASEMENT 1 B1.SMG.C.28A - HANDWASH / UTILITY BAY
[5 empty] | QES-ITC-E08-123 | QA_TEM_082_Room Checklist
FIT OFF - BASEMENT 1 B1.SMG.124 - BED 1 SPECIAL
[5 empty] | QES-ITC-E08-124 | QA_TEM_080_Room Body Protection Checklist
FIT OFF - BASEMENT 1 B1.SMG.122 - BED 2
[5 empty] | QES-ITC-E08-125 | QA_TEM_080_Room Body Protection Checklist
FIT OFF - BASEMENT 1 B1.SMG.134 - BED 3 LARGE
[5 empty] | QES-ITC-E08-126 | QA_TEM_080_Room Body Protection Checklist
FIT OFF - BASEMENT 1 B1.SMG.132 - BED 4
[5 empty] | QES-ITC-E08-127 | QA_TEM_080_Room Body Protection Checklist
FIT OFF - BASEMENT 1 B1.SMG.130 - BED 5
[5 empty] | QES-ITC-E08-128 | QA_TEM_080_Room Body Protection Checklist
FIT OFF - BASEMENT 1 B1.SMG.128 - BED 6
[5 empty] | QES-ITC-E08-129 | QA_TEM_080_Room Body Protection Checklist
FIT OFF - BASEMENT 1 B1.SMG.140 - BED 7
[5 empty] | QES-ITC-E08-130 | QA_TEM_080_Room Body Protection Checklist
FIT OFF - BASEMENT 1 B1.SMG.138 - BED 8
[5 empty] | QES-ITC-E08-131 | QA_TEM_080_Room Body Protection Checklist
FIT OFF - BASEMENT 1 B1.SMG.145 - BED 9
[5 empty] | QES-ITC-E08-132 | QA_TEM_080_Room Body Protection Checklist
FIT OFF - BASEMENT 1 B1.SMG.143 - BED 10
[5 empty] | QES-ITC-E08-133 | QA_TEM_080_Room Body Protection Checklist
FIT OFF - BASEMENT 1 B1.SMG.150 - BED 11
[5 empty] | QES-ITC-E08-134 | QA_TEM_080_Room Body Protection Checklist
FIT OFF - BASEMENT 1 B1.SMG.148 - BED 12
[5 empty] | QES-ITC-E08-135 | QA_TEM_080_Room Body Protection Checklist
FIT OFF - BASEMENT 1 B1.SMG.159 - BED 13
[5 empty] | QES-ITC-E08-136 | QA_TEM_080_Room Body Protection Checklist
FIT OFF - BASEMENT 1 B1.SMG.157 - BED 14
[5 empty] | QES-ITC-E08-137 | QA_TEM_080_Room Body Protection Checklist
FIT OFF - BASEMENT 1 B1.SMG.155 - BED 15
[5 empty] | QES-ITC-E08-138 | QA_TEM_080_Room Body Protection Checklist
FIT OFF - BASEMENT 1 B1.SMG.153 - BED 16
[5 empty] | QES-ITC-E08-139 | QA_TEM_080_Room Body Protection Checklist
FIT OFF - BASEMENT 1 B1.SMG.165 - BED 17
[5 empty] | QES-ITC-E08-140 | QA_TEM_080_Room Body Protection Checklist
FIT OFF - BASEMENT 1 B1.SMG.163 - BED 18 LARGE
[5 empty] | QES-ITC-E08-141 | QA_TEM_080_Room Body Protection Checklist
FIT OFF - BASEMENT 1 B1.SMG.101 - BED 19
[5 empty] | QES-ITC-E08-142 | QA_TEM_080_Room Body Protection Checklist
FIT OFF - BASEMENT 1 B1.SMG.099 - BED 20
[5 empty] | QES-ITC-E08-143 | QA_TEM_080_Room Body Protection Checklist
FIT OFF - LOWER GROUND LG.SMG.001 - AIR LOCK
[5 empty] | QES-ITC-E08-144 | QA_TEM_082_Room Checklist
FIT OFF - LOWER GROUND LG.SMG.002 - LOBBY
[5 empty] | QES-ITC-E08-145 | QA_TEM_082_Room Checklist
FIT OFF - LOWER GROUND LG.SMG.003 - HEARING WAITING
[5 empty] | QES-ITC-E08-146 | QA_TEM_082_Room Checklist
FIT OFF - LOWER GROUND LG.SMG.015 - SECURE LOBBY
[5 empty] | QES-ITC-E08-147 | QA_TEM_082_Room Checklist
FIT OFF - LOWER GROUND LG.SMG.010 - RECEPTION
[5 empty] | QES-ITC-E08-148 | QA_TEM_082_Room Checklist
FIT OFF - LOWER GROUND LG.SMG.005 - ACC WC
[5 empty] | QES-ITC-E08-149 | QA_TEM_082_Room Checklist
FIT OFF - LOWER GROUND LG.SMG.009 - WAITING
[5 empty] | QES-ITC-E08-150 | QA_TEM_082_Room Checklist
FIT OFF - LOWER GROUND LG.SMG.022 - PAT BELONG
[5 empty] | QES-ITC-E08-151 | QA_TEM_082_Room Checklist
FIT OFF - LOWER GROUND LG.SMG.025 - SECURE LOUNGE & QUIET
[5 empty] | QES-ITC-E08-152 | QA_TEM_080_Room Body Protection Checklist
FIT OFF - LOWER GROUND LG.SMG.036A - PHOTOCOPY 1
[5 empty] | QES-ITC-E08-153 | QA_TEM_082_Room Checklist
FIT OFF - LOWER GROUND LG.SMG.036 - CLINICAL WORK
[5 empty] | QES-ITC-E08-154 | QA_TEM_082_Room Checklist
FIT OFF - LOWER GROUND LG.SMG.045 - CLEANER
[5 empty] | QES-ITC-E08-155 | QA_TEM_082_Room Checklist
FIT OFF - LOWER GROUND LG.SMG.043 - DIRTY UT & DISPOSAL
[5 empty] | QES-ITC-E08-156 | QA_TEM_082_Room Checklist
FIT OFF - LOWER GROUND LG.SMG.011 - FAMILY LOUNGE 1
[5 empty] | QES-ITC-E08-157 | QA_TEM_082_Room Checklist
FIT OFF - LOWER GROUND LG.SMG.101 - SENSORY 1
[5 empty] | QES-ITC-E08-158 | QA_TEM_080_Room Body Protection Checklist
FIT OFF - LOWER GROUND LG.SMG.034 - INTERVIEW 1
[5 empty] | QES-ITC-E08-159 | QA_TEM_080_Room Body Protection Checklist
FIT OFF - LOWER GROUND LG.SMP.033 - EDB
[5 empty] | QES-ITC-E08-160 | QA_TEM_082_Room Checklist
FIT OFF - LOWER GROUND LG.SMG.092 - LAUNDRY 1
[5 empty] | QES-ITC-E08-161 | QA_TEM_082_Room Checklist
FIT OFF - LOWER GROUND LG.SMG.032 - INTERVIEW 2
[5 empty] | QES-ITC-E08-162 | QA_TEM_082_Room Checklist
FIT OFF - LOWER GROUND LG.SMG.031 - INTERVIEW 3
[5 empty] | QES-ITC-E08-163 | QA_TEM_082_Room Checklist
FIT OFF - LOWER GROUND LG.SMG.030 - STORE 2
[5 empty] | QES-ITC-E08-164 | QA_TEM_082_Room Checklist
FIT OFF - LOWER GROUND LG.SMG.029 - FOOD SERVICES PANTRY
[5 empty] | QES-ITC-E08-165 | QA_TEM_082_Room Checklist
FIT OFF - LOWER GROUND LG.SMG.087 - ACC WC
[5 empty] | QES-ITC-E08-166 | QA_TEM_082_Room Checklist
FIT OFF - LOWER GROUND LG.SMP.037 - COMMS
[5 empty] | QES-ITC-E08-167 | QA_TEM_082_Room Checklist
FIT OFF - LOWER GROUND LG.SMG.038 - NURSE STATION 1
[5 empty] | QES-ITC-E08-168 | QA_TEM_082_Room Checklist
FIT OFF - LOWER GROUND LG.SMG.052 - TREATMENT
[5 empty] | QES-ITC-E08-169 | QA_TEM_080_Room Body Protection Checklist
FIT OFF - LOWER GROUND LG.SMG.C.15A - HANDWASH
[5 empty] | QES-ITC-E08-170 | QA_TEM_082_Room Checklist
FIT OFF - LOWER GROUND LG.SMG.091 - C.LINEN
[5 empty] | QES-ITC-E08-171 | QA_TEM_082_Room Checklist
FIT OFF - LOWER GROUND LG.SMG.095 - EXERCISE 1
[5 empty] | QES-ITC-E08-172 | QA_TEM_080_Room Body Protection Checklist
FIT OFF - LOWER GROUND LG.SMG.094 - THERAPY 1
[5 empty] | QES-ITC-E08-173 | QA_TEM_080_Room Body Protection Checklist
FIT OFF - LOWER GROUND LG.SMG.089 - QUIET LOUNGE
[5 empty] | QES-ITC-E08-174 | QA_TEM_080_Room Body Protection Checklist
FIT OFF - LOWER GROUND LG.SMG.086B - LOUNGE/DINING 1
[5 empty] | QES-ITC-E08-175 | QA_TEM_080_Room Body Protection Checklist
FIT OFF - LOWER GROUND LG.SMG.086E - LOUNGE 1
[5 empty] | QES-ITC-E08-176 | QA_TEM_080_Room Body Protection Checklist
FIT OFF - LOWER GROUND LG.SMG.083 - CENTRAL COURTYARD
[5 empty] | QES-ITC-E08-177 | QA_TEM_082_Room Checklist
FIT OFF - LOWER GROUND LG.SMG.C.19A - HANDWASH/UTILITY BAY
[5 empty] | QES-ITC-E08-178 | QA_TEM_082_Room Checklist
FIT OFF - LOWER GROUND LG.SMG.C.16A - HANDWASH/UTILITY BAY
[5 empty] | QES-ITC-E08-179 | QA_TEM_082_Room Checklist
FIT OFF - LOWER GROUND LG.SMG.088 - SOUTH COURTYARD
[5 empty] | QES-ITC-E08-180 | QA_TEM_082_Room Checklist
FIT OFF - LOWER GROUND LG.SMG.C.16B - HANDWASH/UTILITY BAY
[5 empty] | QES-ITC-E08-181 | QA_TEM_082_Room Checklist
FIT OFF - LOWER GROUND LG.SMG.102 - RETREAT 1
[5 empty] | QES-ITC-E08-182 | QA_TEM_080_Room Body Protection Checklist
FIT OFF - LOWER GROUND LG.SMG.C.18A - HANDWASH/UTILITY BAY
[5 empty] | QES-ITC-E08-183 | QA_TEM_082_Room Checklist
FIT OFF - LOWER GROUND LG.SMG.C.18B - HANDWASH/UTILITY BAY
[5 empty] | QES-ITC-E08-184 | QA_TEM_082_Room Checklist
FIT OFF - LOWER GROUND LG.SMG.C.02 - EXTERNAL WALKWAY
[5 empty] | QES-ITC-E08-185 | QA_TEM_082_Room Checklist
FIT OFF - LOWER GROUND LG.SMG.019 - STORE 1
[5 empty] | QES-ITC-E08-186 | QA_TEM_082_Room Checklist
FIT OFF - LOWER GROUND LG.SMG.054 - OFFICE 2
[5 empty] | QES-ITC-E08-187 | QA_TEM_082_Room Checklist
FIT OFF - LOWER GROUND LG.SMG.047 - CLEAN UT.
[5 empty] | QES-ITC-E08-188 | QA_TEM_082_Room Checklist
FIT OFF - LOWER GROUND LG.SMG.053 - OFFICE 1
[5 empty] | QES-ITC-E08-189 | QA_TEM_082_Room Checklist
FIT OFF - LOWER GROUND LG.SMG.056 - STAFF ROOM
[5 empty] | QES-ITC-E08-190 | QA_TEM_082_Room Checklist
FIT OFF - LOWER GROUND LG.SMG.046 - PNEUMATIC TUBE
[5 empty] | QES-ITC-E08-191 | QA_TEM_082_Room Checklist
FIT OFF - LOWER GROUND LG.SMG.051 - MEDICATION
[5 empty] | QES-ITC-E08-192 | QA_TEM_082_Room Checklist
FIT OFF - LOWER GROUND LG.SMG.050 - NURSE STATION 2
[5 empty] | QES-ITC-E08-193 | QA_TEM_082_Room Checklist
FIT OFF - LOWER GROUND LG.SMG.079B - LOUNGE/DINING 2
[5 empty] | QES-ITC-E08-194 | QA_TEM_080_Room Body Protection Checklist
FIT OFF - LOWER GROUND LG.SMG.067 - ADL KITCHEN
[5 empty] | QES-ITC-E08-195 | QA_TEM_080_Room Body Protection Checklist
FIT OFF - LOWER GROUND LG.SMG.066 - ADL PANTRY
[5 empty] | QES-ITC-E08-196 | QA_TEM_082_Room Checklist
FIT OFF - LOWER GROUND LG.SMG.065 - STAFF ACCESSIBLE WC
[5 empty] | QES-ITC-E08-197 | QA_TEM_080_Room Body Protection Checklist
FIT OFF - LOWER GROUND LG.SMG.062 - INTERVIEW 4
[5 empty] | QES-ITC-E08-198 | QA_TEM_080_Room Body Protection Checklist
FIT OFF - LOWER GROUND LG.SMG.069 - LAUNDRY 2
[5 empty] | QES-ITC-E08-199 | QA_TEM_080_Room Body Protection Checklist
FIT OFF - LOWER GROUND LG.SMG.060 - INTERVIEW 5
[5 empty] | QES-ITC-E08-200 | QA_TEM_080_Room Body Protection Checklist
FIT OFF - LOWER GROUND LG.SMG.058 - STORE 3
[5 empty] | QES-ITC-E08-201 | QA_TEM_082_Room Checklist
FIT OFF - LOWER GROUND LG.SMG.059 - FAMILY LOUNGE 2
[5 empty] | QES-ITC-E08-202 | QA_TEM_082_Room Checklist
FIT OFF - LOWER GROUND LG.SMG.070 - SENSORY 2
[5 empty] | QES-ITC-E08-203 | QA_TEM_080_Room Body Protection Checklist
FIT OFF - LOWER GROUND LG.SMG.C.08A - HANDWASH
[5 empty] | QES-ITC-E08-204 | QA_TEM_082_Room Checklist
FIT OFF - LOWER GROUND LG.SMG.077 - EXERCISE 2
[5 empty] | QES-ITC-E08-205 | QA_TEM_080_Room Body Protection Checklist
FIT OFF - LOWER GROUND LG.SMG.078 - THERAPY 2
[5 empty] | QES-ITC-E08-206 | QA_TEM_080_Room Body Protection Checklist
FIT OFF - LOWER GROUND LG.SMG.081 - MULTI FAITH
[5 empty] | QES-ITC-E08-207 | QA_TEM_080_Room Body Protection Checklist
FIT OFF - LOWER GROUND LG.SMG.C.20A - HANDWASH/UTILITY BAY
[5 empty] | QES-ITC-E08-208 | QA_TEM_082_Room Checklist
FIT OFF - LOWER GROUND LG.SMG.079F - LOUNGE 2
[5 empty] | QES-ITC-E08-209 | QA_TEM_080_Room Body Protection Checklist
FIT OFF - LOWER GROUND LG.SMG.C.21A - HANDWASH/UTILITY BAY
[5 empty] | QES-ITC-E08-210 | QA_TEM_082_Room Checklist
FIT OFF - LOWER GROUND LG.SMG.C.21B - HANDWASH/UTILITY BAY
[5 empty] | QES-ITC-E08-211 | QA_TEM_082_Room Checklist
FIT OFF - LOWER GROUND LG.SMG.C.22B - HANDWASH/UTILITY BAY
[5 empty] | QES-ITC-E08-212 | QA_TEM_082_Room Checklist
FIT OFF - LOWER GROUND LG.SMG.076 - NORTH COURTYARD
[5 empty] | QES-ITC-E08-213 | QA_TEM_082_Room Checklist
FIT OFF - LOWER GROUND LG.SMG.C.22A - HANDWASH/UTILITY BAY
[5 empty] | QES-ITC-E08-214 | QA_TEM_082_Room Checklist
FIT OFF - LOWER GROUND LG.SMG.137 - RETREAT 2
[5 empty] | QES-ITC-E08-215 | QA_TEM_080_Room Body Protection Checklist
FIT OFF - LOWER GROUND LG.SMG.C.03 - CORRIDOR
[5 empty] | QES-ITC-E08-216 | QA_TEM_082_Room Checklist
FIT OFF - LOWER GROUND LG.SMG.C.15 - CORRIDOR
[5 empty] | QES-ITC-E08-217 | QA_TEM_082_Room Checklist
FIT OFF - LOWER GROUND LG.SMG.C.16 - CORRIDOR
[5 empty] | QES-ITC-E08-218 | QA_TEM_082_Room Checklist
FIT OFF - LOWER GROUND LG.SMG.C.18 - CORRIDOR
[5 empty] | QES-ITC-E08-219 | QA_TEM_082_Room Checklist
FIT OFF - LOWER GROUND LG.SMG.C.19 - CORRIDOR
[5 empty] | QES-ITC-E08-220 | QA_TEM_082_Room Checklist
FIT OFF - LOWER GROUND LG.SMG.C.05 - CORRIDOR
[5 empty] | QES-ITC-E08-221 | QA_TEM_082_Room Checklist
FIT OFF - LOWER GROUND LG.SMG.C.06 - CORRIDOR
[5 empty] | QES-ITC-E08-222 | QA_TEM_082_Room Checklist
FIT OFF - LOWER GROUND LG.SMG.C.07 - CORRIDOR
[5 empty] | QES-ITC-E08-223 | QA_TEM_082_Room Checklist
FIT OFF - LOWER GROUND LG.SMG.C.08 - CORRIDOR
[5 empty] | QES-ITC-E08-224 | QA_TEM_082_Room Checklist
FIT OFF - LOWER GROUND LG.SMG.C.09 - CORRIDOR
[5 empty] | QES-ITC-E08-225 | QA_TEM_082_Room Checklist
FIT OFF - LOWER GROUND LG.SMG.C.21 - CORRIDOR
[5 empty] | QES-ITC-E08-226 | QA_TEM_082_Room Checklist
FIT OFF - LOWER GROUND LG.SMG.C.22 - CORRIDOR
[5 empty] | QES-ITC-E08-227 | QA_TEM_082_Room Checklist
FIT OFF - LOWER GROUND LG.SMG.099 - BED 1
[5 empty] | QES-ITC-E08-228 | QA_TEM_080_Room Body Protection Checklist
FIT OFF - LOWER GROUND LG.SMG.097 - BED 2
[5 empty] | QES-ITC-E08-229 | QA_TEM_080_Room Body Protection Checklist
FIT OFF - LOWER GROUND LG.SMG.109 - BED 3 LARGE
[5 empty] | QES-ITC-E08-230 | QA_TEM_080_Room Body Protection Checklist
FIT OFF - LOWER GROUND LG.SMG.107 - BED 4
[5 empty] | QES-ITC-E08-231 | QA_TEM_080_Room Body Protection Checklist
FIT OFF - LOWER GROUND LG.SMG.105 - BED 5
[5 empty] | QES-ITC-E08-232 | QA_TEM_080_Room Body Protection Checklist
FIT OFF - LOWER GROUND LG.SMG.103 - BED 6
[5 empty] | QES-ITC-E08-233 | QA_TEM_080_Room Body Protection Checklist
FIT OFF - LOWER GROUND LG.SMG.116 - BED 7
[5 empty] | QES-ITC-E08-234 | QA_TEM_080_Room Body Protection Checklist
FIT OFF - LOWER GROUND LG.SMG.114 - BED 8
[5 empty] | QES-ITC-E08-235 | QA_TEM_080_Room Body Protection Checklist
FIT OFF - LOWER GROUND LG.SMG.121 - BED 9
[5 empty] | QES-ITC-E08-236 | QA_TEM_080_Room Body Protection Checklist
FIT OFF - LOWER GROUND LG.SMG.119 - BED 10
[5 empty] | QES-ITC-E08-237 | QA_TEM_080_Room Body Protection Checklist
FIT OFF - LOWER GROUND LG.SMG.126 - BED 11
[5 empty] | QES-ITC-E08-238 | QA_TEM_080_Room Body Protection Checklist
FIT OFF - LOWER GROUND LG.SMG.124 - BED 12
[5 empty] | QES-ITC-E08-239 | QA_TEM_080_Room Body Protection Checklist
FIT OFF - LOWER GROUND LG.SMG.135 - BED 13
[5 empty] | QES-ITC-E08-240 | QA_TEM_080_Room Body Protection Checklist
FIT OFF - LOWER GROUND LG.SMG.133 - BED 14
[5 empty] | QES-ITC-E08-241 | QA_TEM_080_Room Body Protection Checklist
FIT OFF - LOWER GROUND LG.SMG.131 - BED 15
[5 empty] | QES-ITC-E08-242 | QA_TEM_080_Room Body Protection Checklist
FIT OFF - LOWER GROUND LG.SMG.129 - BED 16
[5 empty] | QES-ITC-E08-243 | QA_TEM_080_Room Body Protection Checklist
FIT OFF - LOWER GROUND LG.SMG.141 - BED 17
[5 empty] | QES-ITC-E08-244 | QA_TEM_080_Room Body Protection Checklist
FIT OFF - LOWER GROUND LG.SMG.139 - BED 18 LARGE
[5 empty] | QES-ITC-E08-245 | QA_TEM_080_Room Body Protection Checklist
FIT OFF - LOWER GROUND LG.SMG.073 - BED 19
[5 empty] | QES-ITC-E08-246 | QA_TEM_080_Room Body Protection Checklist
FIT OFF - LOWER GROUND LG.SMG.071 - BED 20 LARGE
[5 empty] | QES-ITC-E08-247 | QA_TEM_080_Room Body Protection Checklist
FIT OFF - LOWER GROUND LG.SMP.NORTH EDB - EDB
[5 empty] | QES-ITC-E08-248 | QA_TEM_082_Room Checklist
FIT OFF - LOWER GROUND SW.STA.ST1 - STAIR 1
[5 empty] | QES-ITC-E08-249 | QA_TEM_082_Room Checklist
FIT OFF - LOWER GROUND SW.STA.ST2 - STAIR 2
[5 empty] | QES-ITC-E08-250 | QA_TEM_082_Room Checklist
FIT OFF - LOWER GROUND SW.STA.ST3 - STAIR 3
[5 empty] | QES-ITC-E08-251 | QA_TEM_082_Room Checklist
FIT OFF - LOWER GROUND SW.STA.ST4 - STAIR 4
[5 empty] | QES-ITC-E08-252 | QA_TEM_082_Room Checklist
FIT OFF - LOWER GROUND SW.STA.ST5 - STAIR 5
[5 empty] | QES-ITC-E08-253 | QA_TEM_082_Room Checklist
FIT OFF - LOWER GROUND SW.STA.ST6 - STAIR 6
[5 empty] | QES-ITC-E08-254 | QA_TEM_082_Room Checklist
UPS
E11
DB-UPS - SWITCHBOARD & DISTRIBUTION BOARD INSTALLATION
[5 empty] | QES-ITC-E11-001 | QA_TEM_012_Switchboard & Distribution Board Installation
DB-UPS TO DB-B2-COMMS-UPS - MAINS & SUBMAINS INSTALLATION
[5 empty] | QES-ITC-E11-002 | QA_TEM_011_Mains & Submains Installation
DB-UPS TO DB-B1-COMMS-UPS - MAINS & SUBMAINS INSTALLATION
[5 empty] | QES-ITC-E11-003 | QA_TEM_011_Mains & Submains Installation
DB-UPS TO DB-LG-COMMS-UPS - MAINS & SUBMAINS INSTALLATION
[5 empty] | QES-ITC-E11-004 | QA_TEM_011_Mains & Submains Installation
DB-UPS - FINAL INSTALLATION TEST SHEET (UPS SUBMAINS)
[5 empty] | QES-ITC-E11-005 | Final Installation Checklist
DB-B2-COMMS-UPS - SWITCHBOARD & DISTRIBUTION BOARD INSTALLATION
[5 empty] | QES-ITC-E11-006 | QA_TEM_012_Switchboard & Distribution Board Installation
DB-B2-COMMS-UPS - CABLE TERMINATIONS - (UPS SUBMAIN)
[5 empty] | QES-ITC-E11-007 | QA_TEM_014_Cable Terminations
DB-B2-COMMS-UPS - FINAL INSTALLATION TEST SHEET (UPS SUBCIRCUITS)
[5 empty] | QES-ITC-E11-008 | Final Installation Checklist
DB-B1-COMMS-UPS - SWITCHBOARD & DISTRIBUTION BOARD INSTALLATION
[5 empty] | QES-ITC-E11-009 | QA_TEM_012_Switchboard & Distribution Board Installation
DB-B1-COMMS-UPS - CABLE TERMINATIONS - (UPS SUBMAIN)
[5 empty] | QES-ITC-E11-010 | QA_TEM_014_Cable Terminations
DB-B1-COMMS-UPS - FINAL INSTALLATION TEST SHEET (UPS SUBCIRCUITS)
[5 empty] | QES-ITC-E11-011 | Final Installation Checklist
DB-LG-COMMS-UPS - SWITCHBOARD & DISTRIBUTION BOARD INSTALLATION
[5 empty] | QES-ITC-E11-012 | QA_TEM_012_Switchboard & Distribution Board Installation
DB-LG-COMMS-UPS - CABLE TERMINATIONS - (UPS SUBMAIN)
[5 empty] | QES-ITC-E11-013 | QA_TEM_014_Cable Terminations
DB-LG-COMMS-UPS - FINAL INSTALLATION TEST SHEET (UPS SUBCIRCUITS)
[5 empty] | QES-ITC-E11-014 | Final Installation Checklist
LIGHTNING PROTECTION
E12
LIGHTNING PROTECTION
[5 empty] | QES-ITC-E12-001 | QA_TEM_029_Lightning Protection
FIRE SEALING
E13
FIRE SEALING - BASEMENT 2
[5 empty] | QES-ITC-E13-001 | QA_TEM_017_Fire Sealing
FIRE SEALING - BASEMENT 1
[5 empty] | QES-ITC-E13-002 | QA_TEM_017_Fire Sealing
FIRE SEALING - LOWER GROUND
[5 empty] | QES-ITC-E13-003 | QA_TEM_017_Fire Sealing

## example
Folder Structure |  |  |  |  | Checklists
Site QA
Electrical
Switchboards
MDB-A
|  |  |  | Cable Terminations | QA_TEM_014_Cable Terminations
|  |  |  | Fit Off | QA_TEM_043_Fit Off Checklist
|  |  |  | Power Commissioning | QA_TEM_041_Power Cable Commissioning
|  |  |  | Final Installation Checklist | Final Installation Checklist
DB-BOP
|  |  |  | Mains & Submains Installation | QA_TEM_011_Mains & Submains Installation
|  |  |  | Switchboard & DB Installation | QA_TEM_012_Switchboard & Distribution Board Installation
|  |  |  | Switchboard & Distribution Board Assembly | QA_TEM_013_Switchboard & Distribution Board Assembly
|  |  |  | Cable Terminations | QA_TEM_014_Cable Terminations
|  |  |  | Accessories Installation | QA_TEM_015_Accessories Installation
|  |  |  | Light Fitting Installation | QA_TEM_016_Light Fitting Installation
|  |  |  | LCP's & Field Devices | QA_TEM_018_LCP's & Field Devices
|  |  |  | Control Cables | QA_TEM_022_Control Cables
|  |  |  | Emergency & Exit Lighting | QA_TEM_023_Emergency & Exit Lighting
|  |  |  | Lighting Rough In | QA_TEM_042_Rough In Checklist
|  |  |  | Power Rough In | QA_TEM_042_Rough In Checklist
|  |  |  | Lighting Fit Off | QA_TEM_043_Fit Off Checklist
|  |  |  | Power Fit Off | QA_TEM_043_Fit Off Checklist
|  |  |  | Power Commissioning | QA_TEM_041_Power Cable Commissioning
|  |  |  | Multi Core Cable Commissioning | QA_TEM_040_Multi-Core Cable Commissioning
|  |  |  | Final Sub Circuit Installation | QA_TEM_010_Final Sub Circuit Installation
|  |  |  | Final Installation Checklist | Final Installation Checklist
MSSB-LAB
|  |  |  | Mains & Submains Installation | QA_TEM_011_Mains & Submains Installation
Cable Tray
Area 1
|  |  |  | Cable Support Prior to Cabling | QA_TEM_008_Cable Support Prior to Cabling
|  |  |  | Cable Support Post Cabling | QA_TEM_009_Cable Support Post Cabling
Conduit Installation
|  |  | Area 1 |  | QA_TEM_006_Surface Conduit Installation
Temporary Services
Temp DB 1
|  |  |  | September 2023 | QA_TEM_063_Construction Distribution Boards
|  |  |  | October 2023 | QA_TEM_063_Construction Distribution Boards
|  |  |  | November 2023 | QA_TEM_063_Construction Distribution Boards
|  |  |  | December 2023 | QA_TEM_063_Construction Distribution Boards
Temp DB 2
|  |  |  | September 2023 | QA_TEM_063_Construction Distribution Boards
|  |  |  | October 2023 | QA_TEM_063_Construction Distribution Boards
|  |  |  | November 2023 | QA_TEM_063_Construction Distribution Boards
|  |  |  | December 2023 | QA_TEM_063_Construction Distribution Boards
Communications
|  | Rough In |  |  | QA_TEM_042_Rough In Checklist
|  | Fit Off |  |  | QA_TEM_043_Fit Off Checklist
|  | Data & Comms Cabling |  |  | QA_TEM_025_Data & Communications Cabling
|  | Cable Terminations |  |  | QA_TEM_014_Cable Terminations
|  | Final Sub Circuit Installation |  |  | QA_TEM_010_Final Sub Circuit Installation