## Project Structure
Tier 1 | Tier 2 | Tier 3 | Tier 4 | Tier 5 | Tier 6 | Tier 7 | Instruction to CONQA | Checklist Name
Contact Energy - Tauhara
Wellpad EC&I
TH11
Earthing
Earth Pegs
Tier 6: Earth Peg #1 | please add: | Earth Pegs
Tier 6: Earth Peg #2 | please add: | Earth Pegs
Tier 6: Earth Peg #3 | please add: | Earth Pegs
Cadwelds
Tier 6: Cadweld #1 | please add: | Cadwelds
Tier 6: Cadweld #2 | please add: | Cadwelds
Tier 6: Cadweld #3 | please add: | Cadwelds
Tier 6: Cadweld #4 | please add: | Cadwelds
Tier 6: Cadweld #5 | please add: | Cadwelds
Tier 6: Cadweld #6 | please add: | Cadwelds
Tier 6: Cadweld #7 | please add: | Cadwelds
Tier 6: Cadweld #8 | please add: | Cadwelds
Tier 6: Cadweld #9 | please add: | Cadwelds
Tier 6: Cadweld #10 | please add: | Cadwelds
Tier 6: Cadweld #11 | please add: | Cadwelds
Tier 6: Cadweld #12 | please add: | Cadwelds
Well Hut
Tier 5: ITR-EI-01A Entec - Cable Pre-installation | please add: | ITR-EI-01A Entec - Cable Pre-installation
Tier 5: ITR-E-03A Entec - UPS Installation | please add: | ITR-E-03A Entec - UPS Installation
Tier 5: ITR-E-04A Entec - Conduit, Unistrut, Cable laddeer installation; Tier 6: Above and Below ground |  | ITR-E-04A Entec - Conduit, Unistrut, Cable laddeer installation
Tier 5: ITR-E-06A Entec - Receptacle for small power GPO's | please add: | ITR-E-06A Entec - Receptacle for small power GPO's
Tier 5: ITR-E-09A Entec - Earthing and lightning protection | please add: | ITR-E-09A Entec - Earthing and lightning protection
Tier 5: ITR-E-11A Entec - Electrical Equipment Switch Room | please add: | ITR-E-11A Entec - Electrical Equipment Switch Room
Tier 5: ITR-E-12A Entec - Distribution Board Installation | please add: | ITR-E-12A Entec - Distribution Board Installation
Tier 5: ITR-E-12B Entec - Schedule of test results DB | please add: | ITR-E-12B Entec - Schedule of test results DB
Tier 5: ITR-E-35A Entec - Distribution Board | please add: | ITR-E-35A Entec - Distribution Board
Tier 5: ITR-E-43A Entec - Small power circuits | please add: | ITR-E-43A Entec - Small power circuits
Tier 5: ITR-E-49A Entec - Electrical Switch Room | please add: | ITR-E-49A Entec - Electrical Switch Room
Tier 5: ITR-E-51A Entec - Cable tray and transits | please add: | ITR-E-51A Entec - Cable tray and transits
Tier 5: ITR-E-53A Entec - Electrical Earthing | please add: | ITR-E-53A Entec - Electrical Earthing
Instrument
Tier 5: 0110LFC10CL010; Tier 6: TH11 Wellpad Pond Level | please add: | ITR-I-25A Entec - Instrument Installation
Tier 5: 0110NAB10AA110; Tier 6: TH11 Reinjection Well MOV | please add: | ITR-I-25A Entec - Instrument Installation
Tier 5: 0110NAB10CF010; Tier 6: TH11 Reinjection Well Flow | please add: | ITR-I-25A Entec - Instrument Installation
Tier 5: 0110NAB10CP010; Tier 6: TH11 Reinjection Well Pressure | please add: | ITR-I-25A Entec - Instrument Installation
Tier 5: 0110SAA10CT010; Tier 6: TH11 Buidling Temp | please add: | ITR-I-25A Entec - Instrument Installation
Cables
Tier 5: 0110BTL10-D01; Tier 6: 1.0mm2 12C+E CS Cu - Tinned PVC / PVC | please add: | ITR-E-17A Entec - Electrical Cable LV Power and control cable test record
Tier 5: 0110BTL10-S01; Tier 6: 1.0mm2 4 Pair ESCS Cu - Tinned PVC / PVC | please add: | ITR-I-21A Entec - Instrument Cables
Tier 5: 0110CRA10-N03; Tier 6: 9/125μm 12 Core Singlemode OS2 PE/GRP Armour/ PE / Polyamide Outdoor Jacket (Direct Burial Spec) | please add: | ITR-I-44A Entec - Fibre Optic Cable
Tier 5: 0110CRA10-N04; Tier 6: 9/125μm 12 Core Singlemode OS2 PE/GRP Armour/ PE / Polyamide Outdoor Jacket (Direct Burial Spec) | please add: | ITR-I-44A Entec - Fibre Optic Cable
Tier 5: 0110LFC10CL010-S01; Tier 6: 1.5mm2 2 Pair ESCS Cu - Tinned PVC / PVC | please add: | ITR-I-21A Entec - Instrument Cables
Tier 5: 0110NAB10AA110-N01; Tier 6: 22AWG 1 Pair ES Cu - Tinned PE/CPE (Grey Profibus) | please add: | ITR-I-21A Entec - Instrument Cables
Tier 5: 0110NAB10CF010-S01; Tier 6: 1.5mm2 2 Pair ESCS Cu - Tinned PVC / PVC | please add: | ITR-I-21A Entec - Instrument Cables
Tier 5: 0110NAB10CP010-S01; Tier 6: 1.5mm2 2 Pair ESCS Cu - Tinned PVC / PVC | please add: | ITR-I-21A Entec - Instrument Cables
Tier 5: 0110SAA10CT010-S01; Tier 6: 1.5mm2 2 Pair ESCS Cu - Tinned PVC / PVC | please add: | ITR-I-21A Entec - Instrument Cables
Tier 5: 0110SAA10SW1-D01; Tier 6: 1.0mm2 4C CS Cu - Tinned PVC / PVC | please add: | ITR-E-17A Entec - Electrical Cable LV Power and control cable test record
Tier 5: 0110BFA10_-C01-P01; Tier 6: 25mm2 4C+E Cu XLPE/LSZH 0.6/1kV | please add: | ITR-E-43A Entec - Small power Circuits
Tier 5: 0110BFA10_F113-P01; Tier 6: 2.5mm2 2C+E Cu XLPE/LSZH 0.6/1kV | please add: | ITR-E-22A Entec - Low Voltage Cable
Tier 5: 0110BFA10_F114-P01; Tier 6: 2.5mm2 2C+E Cu XLPE/LSZH 0.6/1kV | please add: | ITR-E-22A Entec - Low Voltage Cable
Tier 5: 0110BFA10_F115-P01; Tier 6: 4mm2 2C+E Cu XLPE/LSZH 0.6/1kV | please add: | ITR-E-22A Entec - Low Voltage Cable
Tier 5: 0110BFA10_F116-P01; Tier 6: 4mm2 2C+E Cu XLPE/LSZH 0.6/1kV | please add: | ITR-E-22A Entec - Low Voltage Cable
Tier 5: 0110BFA10-P01; Tier 6: 95mm2 4C Cu XLPE/LSZH 0.6/1kV | please add: | ITR-E-22A Entec - Low Voltage Cable
Tier 5: 0110BFA10-P02; Tier 6: 25mm2 4C+E Cu XLPE/LSZH 0.6/1kV | please add: | ITR-E-22A Entec - Low Voltage Cable
Tier 5: 0110BUA10-P01; Tier 6: 4mm2 4C+E Cu XLPE/LSZH 0.6/1kV | please add: | ITR-E-22A Entec - Low Voltage Cable
Tier 5: 0110CRA10-P01; Tier 6: 4mm2 2C Cu XLPE/LSZH 0.6/1kV | please add: | ITR-E-22A Entec - Low Voltage Cable
Tier 5: 0110CRA10-P02; Tier 6: 4mm2 2C+E Cu XLPE/LSZH 0.6/1kV | please add: | ITR-E-22A Entec - Low Voltage Cable
Tier 5: 0110CRA10-P03; Tier 6: 4mm2 2C Cu XLPE/LSZH 0.6/1kV | please add: | ITR-E-22A Entec - Low Voltage Cable
Tier 5: 0110CRA10-P04; Tier 6: 4mm2 2C+E Cu XLPE/LSZH 0.6/1kV | please add: | ITR-E-22A Entec - Low Voltage Cable
Tier 5: 0110CRA10-P05; Tier 6: 4mm2 2C+E Cu XLPE/LSZH 0.6/1kV | please add: | ITR-E-22A Entec - Low Voltage Cable
Tier 5: 0110NAB10AA110-P01; Tier 6: 6mm2 2C Cu XLPE/LSZH 0.6/1kV | please add: | ITR-E-22A Entec - Low Voltage Cable
Tier 5: WPMEB-E01; Tier 6: 70mm2 1C Cu PVC EARTH | please add: | ITR-E-53A Entec - Electrical Earthing
Tier 5: WPMEB-E02; Tier 6: 70mm2 1C Cu PVC EARTH | please add: | ITR-E-53A Entec - Electrical Earthing
Tier 5: WPMEB-E03; Tier 6: 70mm2 1C Cu PVC EARTH | please add: | ITR-E-53A Entec - Electrical Earthing
Tier 5: WPMEB-E04; Tier 6: 70mm2 1C Cu PVC EARTH | please add: | ITR-E-53A Entec - Electrical Earthing
Tier 5: WPMEB-E05; Tier 6: 70mm2 1C Cu PVC EARTH | please add: | ITR-E-53A Entec - Electrical Earthing
Tier 5: WPMEB-E06; Tier 6: 70mm2 1C Cu PVC EARTH | please add: | ITR-E-53A Entec - Electrical Earthing
Tier 5: WPMEB-E07; Tier 6: 70mm2 1C Cu PVC EARTH | please add: | ITR-E-53A Entec - Electrical Earthing
Tier 5: WPMEB-E09; Tier 6: 70mm2 1C Cu PVC EARTH | please add: | ITR-E-53A Entec - Electrical Earthing
Tier 5: WPMEB-E10; Tier 6: 70mm2 1C Cu PVC EARTH | please add: | ITR-E-53A Entec - Electrical Earthing
Tier 5: WPMEB-E11; Tier 6: 70mm2 1C Cu PVC EARTH | please add: | ITR-E-53A Entec - Electrical Earthing
Tier 5: WPMEB-E12; Tier 6: 70mm2 1C Cu PVC EARTH | please add: | ITR-E-53A Entec - Electrical Earthing
Tier 5: WPMEB-E13; Tier 6: 70mm2 1C Cu PVC EARTH | please add: | ITR-E-53A Entec - Electrical Earthing
Tier 5: ITR-E-04A Entec - Conduit, Unistrut, Cable laddeer installation; Tier 6: Above and Below ground |  | ITR-E-04A Entec - Conduit, Unistrut, Cable laddeer installation
TH12
Earthing
Earth Pegs
Tier 6: Earth Peg #1 | please add: | Earth Pegs
Tier 6: Earth Peg #2 | please add: | Earth Pegs
Tier 6: Earth Peg #3 | please add: | Earth Pegs
Cadwelds
Tier 6: Cadweld #1 | please add: | Cadwelds
Tier 6: Cadweld #2 | please add: | Cadwelds
Tier 6: Cadweld #3 | please add: | Cadwelds
Tier 6: Cadweld #4 | please add: | Cadwelds
Tier 6: Cadweld #5 | please add: | Cadwelds
Tier 6: Cadweld #6 | please add: | Cadwelds
Tier 6: Cadweld #7 | please add: | Cadwelds
Tier 6: Cadweld #8 | please add: | Cadwelds
Tier 6: Cadweld #9 | please add: | Cadwelds
Tier 6: Cadweld #10 | please add: | Cadwelds
Tier 6: Cadweld #11 | please add: | Cadwelds
Tier 6: Cadweld #12 | please add: | Cadwelds
Tier 6: Cadweld #13 | please add: | Cadwelds
Tier 6: Cadweld #14 | please add: | Cadwelds
Tier 6: Cadweld #15 | please add: | Cadwelds
Tier 6: Cadweld #16 | please add: | Cadwelds
Tier 6: Cadweld #17 | please add: | Cadwelds
Tier 6: Cadweld #18 | please add: | Cadwelds
Tier 6: Cadweld #19 | please add: | Cadwelds
Tier 6: Cadweld #20 | please add: | Cadwelds
Tier 6: Cadweld #21 | please add: | Cadwelds
Tier 6: Cadweld #22 | please add: | Cadwelds
Tier 6: Cadweld #23 | please add: | Cadwelds
Tier 6: Cadweld #24 | please add: | Cadwelds
Tier 6: Cadweld #25 | please add: | Cadwelds
Tier 6: Cadweld #26 | please add: | Cadwelds
Tier 6: Cadweld #27 | please add: | Cadwelds
Tier 6: Cadweld #28 | please add: | Cadwelds
Tier 6: Cadweld #29 | please add: | Cadwelds
Tier 6: Cadweld #30 | please add: | Cadwelds
Tier 6: Cadweld #31 | please add: | Cadwelds
Tier 6: Cadweld #32 | please add: | Cadwelds
Tier 6: Cadweld #33 | please add: | Cadwelds
Tier 6: Cadweld #34 | please add: | Cadwelds
Tier 6: Cadweld #35 | please add: | Cadwelds
Tier 6: Cadweld #36 | please add: | Cadwelds
Tier 6: Cadweld #37 | please add: | Cadwelds
Tier 6: Cadweld #38 | please add: | Cadwelds
Tier 6: Cadweld #39 | please add: | Cadwelds
Tier 6: Cadweld #40 | please add: | Cadwelds
Tier 6: Cadweld #41 | please add: | Cadwelds
Tier 6: Cadweld #42 | please add: | Cadwelds
Tier 6: Cadweld #43 | please add: | Cadwelds
Tier 6: Cadweld #44 | please add: | Cadwelds
Tier 6: Cadweld #45 | please add: | Cadwelds
Tier 6: Cadweld #46 | please add: | Cadwelds
Tier 6: Cadweld #47 | please add: | Cadwelds
Tier 6: Cadweld #48 | please add: | Cadwelds
Tier 6: Cadweld #49 | please add: | Cadwelds
Tier 6: Cadweld #50 | please add: | Cadwelds
Tier 6: Cadweld #51 | please add: | Cadwelds
Tier 6: Cadweld #52 | please add: | Cadwelds
Tier 6: Cadweld #53 | please add: | Cadwelds
Tier 6: Cadweld #54 | please add: | Cadwelds
Tier 6: Cadweld #55 | please add: | Cadwelds
Tier 6: Cadweld #56 | please add: | Cadwelds
Tier 6: Cadweld #57 | please add: | Cadwelds
Tier 6: Cadweld #58 | please add: | Cadwelds
Tier 6: Cadweld #59 | please add: | Cadwelds
Tier 6: Cadweld #60 | please add: | Cadwelds
Well Hut
Tier 5: ITR-EI-01A Entec - Cable Pre-installation | please add: | ITR-EI-01A Entec - Cable Pre-installation
Tier 5: ITR-E-03A Entec - UPS Installation | please add: | ITR-E-03A Entec - UPS Installation
Tier 5: ITR-E-04A Entec - Conduit, Unistrut, Cable laddeer installation; Tier 6: Above and Below ground |  | ITR-E-04A Entec - Conduit, Unistrut, Cable laddeer installation
Tier 5: ITR-E-06A Entec - Receptacle for small power GPO's | please add: | ITR-E-06A Entec - Receptacle for small power GPO's
Tier 5: ITR-E-09A Entec - Earthing and lightning protection | please add: | ITR-E-09A Entec - Earthing and lightning protection
Tier 5: ITR-E-11A Entec - Electrical Equipment Switch Room | please add: | ITR-E-11A Entec - Electrical Equipment Switch Room
Tier 5: ITR-E-12A Entec - Distribution Board Installation | please add: | ITR-E-12A Entec - Distribution Board Installation
Tier 5: ITR-E-12B Entec - Schedule of test results DB | please add: | ITR-E-12B Entec - Schedule of test results DB
Tier 5: ITR-E-35A Entec - Distribution Board | please add: | ITR-E-35A Entec - Distribution Board
Tier 5: ITR-E-43A Entec - Small power circuits | please add: | ITR-E-43A Entec - Small power circuits
Tier 5: ITR-E-49A Entec - Electrical Switch Room | please add: | ITR-E-49A Entec - Electrical Switch Room
Tier 5: ITR-E-51A Entec - Cable tray and transits | please add: | ITR-E-51A Entec - Cable tray and transits
Tier 5: ITR-E-53A Entec - Electrical Earthing | please add: | ITR-E-53A Entec - Electrical Earthing
Instrument
Tier 5: 0120LFC10CL010; Tier 6: TH12 Wellpad Silencer Level | please add: | ITR-I-25A Entec - Instrument Installation
Tier 5: 0120LFC10CL020; Tier 6: TH12 Wellpad Pond Level | please add: | ITR-I-25A Entec - Instrument Installation
Tier 5: 0120LFC10CP010; Tier 6: TH12 Wellpad Silencer Pressure | please add: | ITR-I-25A Entec - Instrument Installation
Tier 5: 0120NDA10AA011; Tier 6: TH12 Production Well MOV | please add: | ITR-I-25A Entec - Instrument Installation
Tier 5: 0120NDA10AA110; Tier 6: TH12 Production Well MOV | please add: | ITR-I-25A Entec - Instrument Installation
Tier 5: 0120NDA10CF010; Tier 6: TH12 Production Well Flow | please add: | ITR-I-25A Entec - Instrument Installation
Tier 5: 0120NDA10CF020; Tier 6: TH12 Production Well Flow 2 | please add: | ITR-I-25A Entec - Instrument Installation
Tier 5: 0120NDA10CP010; Tier 6: TH12 Production Well Pressure | please add: | ITR-I-25A Entec - Instrument Installation
Tier 5: 0120NDA10CT010; Tier 6: TH12 Production Well Temperature | please add: | ITR-I-25A Entec - Instrument Installation
Tier 5: 0120SAA10CT010; Tier 6: TH12 Buidling Temp | please add: | ITR-I-25A Entec - Instrument Installation
Tier 5: 0210NDA10AA011; Tier 6: TH21 Production Well MOV | please add: | ITR-I-25A Entec - Instrument Installation
Tier 5: 0210NDA10AA110; Tier 6: TH21 Production Well MOV | please add: | ITR-I-25A Entec - Instrument Installation
Tier 5: 0210NDA10CF010; Tier 6: TH21 Production Well Flow | please add: | ITR-I-25A Entec - Instrument Installation
Tier 5: 0210NDA10CF020; Tier 6: TH21 Production Well Flow 2 | please add: | ITR-I-25A Entec - Instrument Installation
Tier 5: 0210NDA10CP010; Tier 6: TH21 Production Well Pressure | please add: | ITR-I-25A Entec - Instrument Installation
Tier 5: 0210NDA10CT010; Tier 6: TH21 Production Well Temperature | please add: | ITR-I-25A Entec - Instrument Installation
Tier 5: L050NDA10CT030; Tier 6: TH12 Wellpad Temperature | please add: | ITR-I-25A Entec - Instrument Installation
Cables
Tier 5: 0120BTL10-D01; Tier 6: 1.0mm2 12C+E CS Cu - Tinned PVC / PVC | please add: | ITR-E-17A Entec - Electrical Cable LV Power and control cable test record
Tier 5: 0120BTL10-S01; Tier 6: 1.0mm2 4 Pair ESCS Cu - Tinned PVC / PVC | please add: | ITR-I-21A Entec - Instrument Cables
Tier 5: 0120CRA10-N03; Tier 6: 9/125μm 12 Core Singlemode OS2 PE/GRP Armour/ PE / Polyamide Outdoor Jacket (Direct Burial Spec) | please add: | ITR-I-44A Entec - Fibre Optic Cable
Tier 5: 0120CRA10-N04; Tier 6: 9/125μm 12 Core Singlemode OS2 PE/GRP Armour/ PE / Polyamide Outdoor Jacket (Direct Burial Spec) | please add: | ITR-I-44A Entec - Fibre Optic Cable
Tier 5: 0120LFC10CL010-S01; Tier 6: 1.5mm2 2 Pair ESCS Cu - Tinned PVC / PVC | please add: | ITR-I-21A Entec - Instrument Cables
Tier 5: 0120LFC10CL020-S01; Tier 6: 1.5mm2 2 Pair ESCS Cu - Tinned PVC / PVC | please add: | ITR-I-21A Entec - Instrument Cables
Tier 5: 0120LFC10CP010-S01; Tier 6: 1.5mm2 2 Pair ESCS Cu - Tinned PVC / PVC | please add: | ITR-I-21A Entec - Instrument Cables
Tier 5: 0120NDA10AA011-N01; Tier 6: 22AWG 1 Pair ES Cu - Tinned PE/CPE (Grey Profibus) | please add: | ITR-I-21A Entec - Instrument Cables
Tier 5: 0120NDA10AA110-N01; Tier 6: 22AWG 1 Pair ES Cu - Tinned PE/CPE (Grey Profibus) | please add: | ITR-I-21A Entec - Instrument Cables
Tier 5: 0120NDA10CF010-S01; Tier 6: 1.5mm2 2 Pair ESCS Cu - Tinned PVC / PVC | please add: | ITR-I-21A Entec - Instrument Cables
Tier 5: 0120NDA10CF020-S01; Tier 6: 1.5mm2 2 Pair ESCS Cu - Tinned PVC / PVC | please add: | ITR-I-21A Entec - Instrument Cables
Tier 5: 0120NDA10CP010-S01; Tier 6: 1.5mm2 2 Pair ESCS Cu - Tinned PVC / PVC | please add: | ITR-I-21A Entec - Instrument Cables
Tier 5: 0120NDA10CT010-S01; Tier 6: 1.5mm2 2 Pair ESCS Cu - Tinned PVC / PVC | please add: | ITR-I-21A Entec - Instrument Cables
Tier 5: 0120SAA10CT010-S01; Tier 6: 1.5mm2 2 Pair ESCS Cu - Tinned PVC / PVC | please add: | ITR-I-21A Entec - Instrument Cables
Tier 5: 0120SAA10SW1-D01; Tier 6: 1.0mm2 4C CS Cu - Tinned PVC / PVC | please add: | ITR-E-17A Entec - Electrical Cable LV Power and control cable test record
Tier 5: 0210NDA10AA011-N01; Tier 6: 22AWG 1 Pair ES Cu - Tinned PE/CPE (Grey Profibus) | please add: | ITR-I-21A Entec - Instrument Cables
Tier 5: 0210NDA10AA110-N01; Tier 6: 22AWG 1 Pair ES Cu - Tinned PE/CPE (Grey Profibus) | please add: | ITR-I-21A Entec - Instrument Cables
Tier 5: 0210NDA10CF010-S01; Tier 6: 1.5mm2 2 Pair ESCS Cu - Tinned PVC / PVC | please add: | ITR-I-21A Entec - Instrument Cables
Tier 5: 0210NDA10CF020-S01; Tier 6: 1.5mm2 2 Pair ESCS Cu - Tinned PVC / PVC | please add: | ITR-I-21A Entec - Instrument Cables
Tier 5: 0210NDA10CP010-S01; Tier 6: 1.5mm2 2 Pair ESCS Cu - Tinned PVC / PVC | please add: | ITR-I-21A Entec - Instrument Cables
Tier 5: 0210NDA10CT010-S01; Tier 6: 1.5mm2 2 Pair ESCS Cu - Tinned PVC / PVC | please add: | ITR-I-21A Entec - Instrument Cables
Tier 5: L050NDA10CT030-S01; Tier 6: 1.5mm2 2 Pair ESCS Cu - Tinned PVC / PVC | please add: | ITR-I-21A Entec - Instrument Cables
Tier 5: 0120BFA10_-C01-P01; Tier 6: 25mm2 4C+E Cu XLPE/LSZH 0.6/1kV | please add: | ITR-E-43A Entec - Small power Circuits
Tier 5: 0120BFA10_F113-P01; Tier 6: 2.5mm2 2C+E Cu XLPE/LSZH 0.6/1kV | please add: | ITR-E-22A Entec - Low Voltage Cable
Tier 5: 0120BFA10_F114-P01; Tier 6: 2.5mm2 2C+E Cu XLPE/LSZH 0.6/1kV | please add: | ITR-E-22A Entec - Low Voltage Cable
Tier 5: 0120BFA10_F115-P01; Tier 6: 4mm2 2C+E Cu XLPE/LSZH 0.6/1kV | please add: | ITR-E-22A Entec - Low Voltage Cable
Tier 5: 0120BFA10_F116-P01; Tier 6: 4mm2 2C+E Cu XLPE/LSZH 0.6/1kV | please add: | ITR-E-22A Entec - Low Voltage Cable
Tier 5: 0120BFA10-P01; Tier 6: 95mm2 4C Cu XLPE/LSZH 0.6/1kV | please add: | ITR-E-22A Entec - Low Voltage Cable
Tier 5: 0120BFA10-P02; Tier 6: 25mm2 4C+E Cu XLPE/LSZH 0.6/1kV | please add: | ITR-E-22A Entec - Low Voltage Cable
Tier 5: 0120BUA10-P01; Tier 6: 4mm2 3C+E Cu XLPE/LSZH 0.6/1kV | please add: | ITR-E-22A Entec - Low Voltage Cable
Tier 5: 0120CRA10-P01; Tier 6: 4mm2 2C Cu XLPE/LSZH 0.6/1kV | please add: | ITR-E-22A Entec - Low Voltage Cable
Tier 5: 0120CRA10-P02; Tier 6: 4mm2 2C+E Cu XLPE/LSZH 0.6/1kV | please add: | ITR-E-22A Entec - Low Voltage Cable
Tier 5: 0120CRA10-P03; Tier 6: 4mm2 2C Cu XLPE/LSZH 0.6/1kV | please add: | ITR-E-22A Entec - Low Voltage Cable
Tier 5: 0120CRA10-P04; Tier 6: 4mm2 2C+E Cu XLPE/LSZH 0.6/1kV | please add: | ITR-E-22A Entec - Low Voltage Cable
Tier 5: 0120CRA10-P05; Tier 6: 4mm2 2C+E Cu XLPE/LSZH 0.6/1kV | please add: | ITR-E-22A Entec - Low Voltage Cable
Tier 5: 0120NDA10AA011-P01; Tier 6: 10mm2 2C Cu XLPE/LSZH 0.6/1kV | please add: | ITR-E-22A Entec - Low Voltage Cable
Tier 5: 0120NDA10AA110-P01; Tier 6: 6mm2 3C+E Cu XLPE/LSZH 0.6/1kV | please add: | ITR-E-22A Entec - Low Voltage Cable
Tier 5: 0210NDA10AA011-P01; Tier 6: 10mm2 2C Cu XLPE/LSZH 0.6/1kV | please add: | ITR-E-22A Entec - Low Voltage Cable
Tier 5: 0210NDA10AA110-P01; Tier 6: 6mm2 3C+E Cu XLPE/LSZH 0.6/1kV | please add: | ITR-E-22A Entec - Low Voltage Cable
Tier 5: WPMEB-E01; Tier 6: 70mm2 1C Cu PVC EARTH | please add: | ITR-E-53A Entec - Electrical Earthing
Tier 5: WPMEB-E02; Tier 6: 70mm2 1C Cu PVC EARTH | please add: | ITR-E-53A Entec - Electrical Earthing
Tier 5: WPMEB-E03; Tier 6: 70mm2 1C Cu PVC EARTH | please add: | ITR-E-53A Entec - Electrical Earthing
Tier 5: WPMEB-E04; Tier 6: 70mm2 1C Cu PVC EARTH | please add: | ITR-E-53A Entec - Electrical Earthing
Tier 5: WPMEB-E05; Tier 6: 70mm2 1C Cu PVC EARTH | please add: | ITR-E-53A Entec - Electrical Earthing
Tier 5: WPMEB-E06; Tier 6: 70mm2 1C Cu PVC EARTH | please add: | ITR-E-53A Entec - Electrical Earthing
Tier 5: WPMEB-E07; Tier 6: 70mm2 1C Cu PVC EARTH | please add: | ITR-E-53A Entec - Electrical Earthing
Tier 5: WPMEB-E08; Tier 6: 70mm2 1C Cu PVC EARTH | please add: | ITR-E-53A Entec - Electrical Earthing
Tier 5: WPMEB-E09; Tier 6: 70mm2 1C Cu PVC EARTH | please add: | ITR-E-53A Entec - Electrical Earthing
Tier 5: WPMEB-E10; Tier 6: 70mm2 1C Cu PVC EARTH | please add: | ITR-E-53A Entec - Electrical Earthing
Tier 5: WPMEB-E11; Tier 6: 70mm2 1C Cu PVC EARTH | please add: | ITR-E-53A Entec - Electrical Earthing
Tier 5: WPMEB-E12; Tier 6: 70mm2 1C Cu PVC EARTH | please add: | ITR-E-53A Entec - Electrical Earthing
Tier 4: Cable Support; Tier 5: ITR-E-04A Entec - Conduit, Unistrut, Cable laddeer installation; Tier 6: Above and Below ground |  | ITR-E-04A Entec - Conduit, Unistrut, Cable laddeer installation
TH26
Earthing
Earth Pegs
Tier 6: Earth Peg #1 | please add: | Earth Pegs
Tier 6: Earth Peg #2 | please add: | Earth Pegs
Tier 6: Earth Peg #3 | please add: | Earth Pegs
Cadwelds
Tier 6: Cadweld #1 | please add: | Cadwelds
Tier 6: Cadweld #2 | please add: | Cadwelds
Tier 6: Cadweld #3 | please add: | Cadwelds
Tier 6: Cadweld #4 | please add: | Cadwelds
Tier 6: Cadweld #5 | please add: | Cadwelds
Tier 6: Cadweld #6 | please add: | Cadwelds
Tier 6: Cadweld #7 | please add: | Cadwelds
Tier 6: Cadweld #8 | please add: | Cadwelds
Tier 6: Cadweld #9 | please add: | Cadwelds
Tier 6: Cadweld #10 | please add: | Cadwelds
Tier 6: Cadweld #11 | please add: | Cadwelds
Tier 6: Cadweld #12 | please add: | Cadwelds
Tier 6: Cadweld #13 | please add: | Cadwelds
Tier 6: Cadweld #14 | please add: | Cadwelds
Tier 6: Cadweld #15 | please add: | Cadwelds
Tier 6: Cadweld #16 | please add: | Cadwelds
Tier 6: Cadweld #17 | please add: | Cadwelds
Tier 6: Cadweld #18 | please add: | Cadwelds
Tier 6: Cadweld #19 | please add: | Cadwelds
Tier 6: Cadweld #20 | please add: | Cadwelds
Tier 6: Cadweld #21 | please add: | Cadwelds
Tier 6: Cadweld #22 | please add: | Cadwelds
Tier 6: Cadweld #23 | please add: | Cadwelds
Tier 6: Cadweld #24 | please add: | Cadwelds
Tier 6: Cadweld #25 | please add: | Cadwelds
Tier 6: Cadweld #26 | please add: | Cadwelds
Tier 6: Cadweld #27 | please add: | Cadwelds
Tier 6: Cadweld #28 | please add: | Cadwelds
Tier 6: Cadweld #29 | please add: | Cadwelds
Tier 6: Cadweld #30 | please add: | Cadwelds
Tier 6: Cadweld #31 | please add: | Cadwelds
Tier 6: Cadweld #32 | please add: | Cadwelds
Tier 6: Cadweld #33 | please add: | Cadwelds
Tier 6: Cadweld #34 | please add: | Cadwelds
Tier 6: Cadweld #35 | please add: | Cadwelds
Tier 6: Cadweld #36 | please add: | Cadwelds
Tier 6: Cadweld #37 | please add: | Cadwelds
Tier 6: Cadweld #38 | please add: | Cadwelds
Tier 6: Cadweld #39 | please add: | Cadwelds
Tier 6: Cadweld #40 | please add: | Cadwelds
Tier 6: Cadweld #41 | please add: | Cadwelds
Tier 6: Cadweld #42 | please add: | Cadwelds
Tier 6: Cadweld #43 | please add: | Cadwelds
Tier 6: Cadweld #44 | please add: | Cadwelds
Tier 6: Cadweld #45 | please add: | Cadwelds
Tier 6: Cadweld #46 | please add: | Cadwelds
Tier 6: Cadweld #47 | please add: | Cadwelds
Tier 6: Cadweld #48 | please add: | Cadwelds
Tier 6: Cadweld #49 | please add: | Cadwelds
Tier 6: Cadweld #50 | please add: | Cadwelds
Tier 6: Cadweld #51 | please add: | Cadwelds
Tier 6: Cadweld #52 | please add: | Cadwelds
Tier 6: Cadweld #53 | please add: | Cadwelds
Tier 6: Cadweld #54 | please add: | Cadwelds
Tier 6: Cadweld #55 | please add: | Cadwelds
Tier 6: Cadweld #56 | please add: | Cadwelds
Tier 6: Cadweld #57 | please add: | Cadwelds
Tier 6: Cadweld #58 | please add: | Cadwelds
Tier 6: Cadweld #59 | please add: | Cadwelds
Tier 6: Cadweld #60 | please add: | Cadwelds
Well Hut
Tier 5: ITR-EI-01A Entec - Cable Pre-installation | please add: | ITR-EI-01A Entec - Cable Pre-installation
Tier 5: ITR-E-03A Entec - UPS Installation | please add: | ITR-E-03A Entec - UPS Installation
Tier 5: ITR-E-04A Entec - Conduit, Unistrut, Cable laddeer installation; Tier 6: Above and Below ground |  | ITR-E-04A Entec - Conduit, Unistrut, Cable laddeer installation
Tier 5: ITR-E-06A Entec - Receptacle for small power GPO's | please add: | ITR-E-06A Entec - Receptacle for small power GPO's
Tier 5: ITR-E-09A Entec - Earthing and lightning protection | please add: | ITR-E-09A Entec - Earthing and lightning protection
Tier 5: ITR-E-11A Entec - Electrical Equipment Switch Room | please add: | ITR-E-11A Entec - Electrical Equipment Switch Room
Tier 5: ITR-E-12A Entec - Distribution Board Installation | please add: | ITR-E-12A Entec - Distribution Board Installation
Tier 5: ITR-E-12B Entec - Schedule of test results DB | please add: | ITR-E-12B Entec - Schedule of test results DB
Tier 5: ITR-E-35A Entec - Distribution Board | please add: | ITR-E-35A Entec - Distribution Board
Tier 5: ITR-E-43A Entec - Small power circuits | please add: | ITR-E-43A Entec - Small power circuits
Tier 5: ITR-E-49A Entec - Electrical Switch Room | please add: | ITR-E-49A Entec - Electrical Switch Room
Tier 5: ITR-E-51A Entec - Cable tray and transits | please add: | ITR-E-51A Entec - Cable tray and transits
Tier 5: ITR-E-53A Entec - Electrical Earthing | please add: | ITR-E-53A Entec - Electrical Earthing
Instrument
Tier 5: 0260LFC10CL010; Tier 6: TH26 Wellpad Silencer Level | please add: | ITR-I-25A Entec - Instrument Installation
Tier 5: 0260LFC10CL020; Tier 6: TH26 Wellpad Pond Level | please add: | ITR-I-25A Entec - Instrument Installation
Tier 5: 0260LFC10CP010; Tier 6: TH26 Wellpad Silencer Pressure | please add: | ITR-I-25A Entec - Instrument Installation
Tier 5: 0260NDA10AA011; Tier 6: TH26 Production Well MOV | please add: | ITR-I-25A Entec - Instrument Installation
Tier 5: 0260NDA10AA110; Tier 6: TH26 Production Well MOV | please add: | ITR-I-25A Entec - Instrument Installation
Tier 5: 0260NDA10CF010; Tier 6: TH26 Production Well Flow | please add: | ITR-I-25A Entec - Instrument Installation
Tier 5: 0260NDA10CF020; Tier 6: TH26 Production Well Flow 2 | please add: | ITR-I-25A Entec - Instrument Installation
Tier 5: 0260NDA10CP010; Tier 6: TH26 Production Well Pressure | please add: | ITR-I-25A Entec - Instrument Installation
Tier 5: 0260NDA10CT010; Tier 6: TH26 Production Well Temperature | please add: | ITR-I-25A Entec - Instrument Installation
Tier 5: 0260SAA10CT010; Tier 6: TH26 Buidling Temp | please add: | ITR-I-25A Entec - Instrument Installation
Tier 5: 0300NDA10AA011; Tier 6: TH30 Production Well MOV | please add: | ITR-I-25A Entec - Instrument Installation
Tier 5: 0300NDA10AA110; Tier 6: TH30 Production Well MOV | please add: | ITR-I-25A Entec - Instrument Installation
Tier 5: 0300NDA10CF010; Tier 6: TH30 Production Well Flow | please add: | ITR-I-25A Entec - Instrument Installation
Tier 5: 0300NDA10CF020; Tier 6: TH30 Production Well Flow 2 | please add: | ITR-I-25A Entec - Instrument Installation
Tier 5: 0300NDA10CP010; Tier 6: TH30 Production Well Pressure | please add: | ITR-I-25A Entec - Instrument Installation
Tier 5: 0300NDA10CT010; Tier 6: TH30 Production Well Temperature | please add: | ITR-I-25A Entec - Instrument Installation
Tier 5: L070NDA10CT030; Tier 6: TH26 Wellpad Temperature | please add: | ITR-I-25A Entec - Instrument Installation
Cables
Tier 5: 0260BTL10-D01; Tier 6: 1.0mm2 12C+E CS Cu - Tinned PVC / PVC | please add: | ITR-E-17A Entec - Electrical Cable LV Power and control cable test record
Tier 5: 0260BTL10-S01; Tier 6: 1.0mm2 4 Pair ESCS Cu - Tinned PVC / PVC | please add: | ITR-I-21A Entec - Instrument Cables
Tier 5: 0260CRA10-N03; Tier 6: 9/125μm 12 Core Singlemode OS2 PE/GRP Armour/ PE / Polyamide Outdoor Jacket (Direct Burial Spec) | please add: | ITR-I-44A Entec - Fibre Optic Cable
Tier 5: 0260CRA10-N04; Tier 6: 9/125μm 12 Core Singlemode OS2 PE/GRP Armour/ PE / Polyamide Outdoor Jacket (Direct Burial Spec) | please add: | ITR-I-44A Entec - Fibre Optic Cable
Tier 5: 0260LFC10CL010-S01; Tier 6: 1.5mm2 2 Pair ESCS Cu - Tinned PVC / PVC | please add: | ITR-I-21A Entec - Instrument Cables
Tier 5: 0260LFC10CL020-S01; Tier 6: 1.5mm2 2 Pair ESCS Cu - Tinned PVC / PVC | please add: | ITR-I-21A Entec - Instrument Cables
Tier 5: 0260LFC10CP010-S01; Tier 6: 1.5mm2 2 Pair ESCS Cu - Tinned PVC / PVC | please add: | ITR-I-21A Entec - Instrument Cables
Tier 5: 0260NDA10AA011-N01; Tier 6: 22AWG 1 Pair ES Cu - Tinned PE/CPE (Grey Profibus) | please add: | ITR-I-21A Entec - Instrument Cables
Tier 5: 0260NDA10AA110-N01; Tier 6: 22AWG 1 Pair ES Cu - Tinned PE/CPE (Grey Profibus) | please add: | ITR-I-21A Entec - Instrument Cables
Tier 5: 0260NDA10CF010-S01; Tier 6: 1.5mm2 2 Pair ESCS Cu - Tinned PVC / PVC | please add: | ITR-I-21A Entec - Instrument Cables
Tier 5: 0260NDA10CF020-S01; Tier 6: 1.5mm2 2 Pair ESCS Cu - Tinned PVC / PVC | please add: | ITR-I-21A Entec - Instrument Cables
Tier 5: 0260NDA10CP010-S01; Tier 6: 1.5mm2 2 Pair ESCS Cu - Tinned PVC / PVC | please add: | ITR-I-21A Entec - Instrument Cables
Tier 5: 0260NDA10CT010-S01; Tier 6: 1.5mm2 2 Pair ESCS Cu - Tinned PVC / PVC | please add: | ITR-I-21A Entec - Instrument Cables
Tier 5: 0260SAA10CT010-S01; Tier 6: 1.5mm2 2 Pair ESCS Cu - Tinned PVC / PVC | please add: | ITR-I-21A Entec - Instrument Cables
Tier 5: 0260SAA10SW1-D01; Tier 6: 1.0mm2 4C CS Cu - Tinned PVC / PVC | please add: | ITR-E-17A Entec - Electrical Cable LV Power and control cable test record
Tier 5: 0300NDA10AA011-N01; Tier 6: 22AWG 1 Pair ES Cu - Tinned PE/CPE (Grey Profibus) | please add: | ITR-I-21A Entec - Instrument Cables
Tier 5: 0300NDA10AA110-N01; Tier 6: 22AWG 1 Pair ES Cu - Tinned PE/CPE (Grey Profibus) | please add: | ITR-I-21A Entec - Instrument Cables
Tier 5: 0300NDA10CF010-S01; Tier 6: 1.5mm2 2 Pair ESCS Cu - Tinned PVC / PVC | please add: | ITR-I-21A Entec - Instrument Cables
Tier 5: 0300NDA10CF020-S01; Tier 6: 1.5mm2 2 Pair ESCS Cu - Tinned PVC / PVC | please add: | ITR-I-21A Entec - Instrument Cables
Tier 5: 0300NDA10CP010-S01; Tier 6: 1.5mm2 2 Pair ESCS Cu - Tinned PVC / PVC | please add: | ITR-I-21A Entec - Instrument Cables
Tier 5: 0300NDA10CT010-S01; Tier 6: 1.5mm2 2 Pair ESCS Cu - Tinned PVC / PVC | please add: | ITR-I-21A Entec - Instrument Cables
Tier 5: L070NDA10CT030-S01; Tier 6: 1.5mm2 2 Pair ESCS Cu - Tinned PVC / PVC | please add: | ITR-I-21A Entec - Instrument Cables
Tier 5: 0260BFA10_-C01-P01; Tier 6: 25mm2 4C+E Cu XLPE/LSZH 0.6/1kV | please add: | ITR-E-43A Entec - Small power Circuits
Tier 5: 0260BFA10_F113-P01; Tier 6: 2.5mm2 2C+E Cu XLPE/LSZH 0.6/1kV | please add: | ITR-E-22A Entec - Low Voltage Cable
Tier 5: 0260BFA10_F114-P01; Tier 6: 2.5mm2 2C+E Cu XLPE/LSZH 0.6/1kV | please add: | ITR-E-22A Entec - Low Voltage Cable
Tier 5: 0260BFA10_F115-P01; Tier 6: 4mm2 2C+E Cu XLPE/LSZH 0.6/1kV | please add: | ITR-E-22A Entec - Low Voltage Cable
Tier 5: 0260BFA10_F116-P01; Tier 6: 4mm2 2C+E Cu XLPE/LSZH 0.6/1kV | please add: | ITR-E-22A Entec - Low Voltage Cable
Tier 5: 0260BFA10-P01; Tier 6: 95mm2 4C Cu XLPE/LSZH 0.6/1kV | please add: | ITR-E-22A Entec - Low Voltage Cable
Tier 5: 0260BFA10-P02; Tier 6: 25mm2 4C+E Cu XLPE/LSZH 0.6/1kV | please add: | ITR-E-22A Entec - Low Voltage Cable
Tier 5: 0260BUA10-P01; Tier 6: 4mm2 4C+E Cu XLPE/LSZH 0.6/1kV | please add: | ITR-E-22A Entec - Low Voltage Cable
Tier 5: 0260CRA10-P01; Tier 6: 4mm2 2C Cu XLPE/LSZH 0.6/1kV | please add: | ITR-E-22A Entec - Low Voltage Cable
Tier 5: 0260CRA10-P02; Tier 6: 4mm2 2C+E Cu XLPE/LSZH 0.6/1kV | please add: | ITR-E-22A Entec - Low Voltage Cable
Tier 5: 0260CRA10-P03; Tier 6: 4mm2 2C Cu XLPE/LSZH 0.6/1kV | please add: | ITR-E-22A Entec - Low Voltage Cable
Tier 5: 0260CRA10-P04; Tier 6: 4mm2 2C+E Cu XLPE/LSZH 0.6/1kV | please add: | ITR-E-22A Entec - Low Voltage Cable
Tier 5: 0260CRA10-P05; Tier 6: 4mm2 2C+E Cu XLPE/LSZH 0.6/1kV | please add: | ITR-E-22A Entec - Low Voltage Cable
Tier 5: 0260NDA10AA011-P01; Tier 6: 6mm2 3C+E Cu XLPE/LSZH 0.6/1kV | please add: | ITR-E-22A Entec - Low Voltage Cable
Tier 5: 0260NDA10AA110-P01; Tier 6: 10mm2 2C Cu XLPE/LSZH 0.6/1kV | please add: | ITR-E-22A Entec - Low Voltage Cable
Tier 5: 0300NDA10AA011-P01; Tier 6: 6mm2 3C+E Cu XLPE/LSZH 0.6/1kV | please add: | ITR-E-22A Entec - Low Voltage Cable
Tier 5: 0300NDA10AA110-P01; Tier 6: 6mm2 2C Cu XLPE/LSZH 0.6/1kV | please add: | ITR-E-22A Entec - Low Voltage Cable
Tier 5: WPMEB-E01; Tier 6: 70mm2 1C Cu PVC EARTH | please add: | ITR-E-53A Entec - Electrical Earthing
Tier 5: WPMEB-E02; Tier 6: 70mm2 1C Cu PVC EARTH | please add: | ITR-E-53A Entec - Electrical Earthing
Tier 5: WPMEB-E03; Tier 6: 70mm2 1C Cu PVC EARTH | please add: | ITR-E-53A Entec - Electrical Earthing
Tier 5: WPMEB-E04; Tier 6: 70mm2 1C Cu PVC EARTH | please add: | ITR-E-53A Entec - Electrical Earthing
Tier 5: WPMEB-E05; Tier 6: 70mm2 1C Cu PVC EARTH | please add: | ITR-E-53A Entec - Electrical Earthing
Tier 5: WPMEB-E06; Tier 6: 70mm2 1C Cu PVC EARTH | please add: | ITR-E-53A Entec - Electrical Earthing
Tier 5: WPMEB-E07; Tier 6: 70mm2 1C Cu PVC EARTH | please add: | ITR-E-53A Entec - Electrical Earthing
Tier 5: WPMEB-E08; Tier 6: 70mm2 1C Cu PVC EARTH | please add: | ITR-E-53A Entec - Electrical Earthing
Tier 5: WPMEB-E09; Tier 6: 70mm2 1C Cu PVC EARTH | please add: | ITR-E-53A Entec - Electrical Earthing
Tier 5: WPMEB-E10; Tier 6: 70mm2 1C Cu PVC EARTH | please add: | ITR-E-53A Entec - Electrical Earthing
Tier 5: WPMEB-E11; Tier 6: 70mm2 1C Cu PVC EARTH | please add: | ITR-E-53A Entec - Electrical Earthing
Tier 5: WPMEB-E12; Tier 6: 70mm2 1C Cu PVC EARTH | please add: | ITR-E-53A Entec - Electrical Earthing
Tier 4: Cable Support; Tier 5: ITR-E-04A Entec - Conduit, Unistrut, Cable laddeer installation; Tier 6: Above and Below ground |  | ITR-E-04A Entec - Conduit, Unistrut, Cable laddeer installation
|  | TH28 | Earthing
Earth Pegs
Tier 6: Earth Peg #1 | please add: | Earth Pegs
Tier 6: Earth Peg #2 | please add: | Earth Pegs
Tier 6: Earth Peg #3 | please add: | Earth Pegs
Cadwelds
Tier 6: Cadweld #1 | please add: | Cadwelds
Tier 6: Cadweld #2 | please add: | Cadwelds
Tier 6: Cadweld #3 | please add: | Cadwelds
Tier 6: Cadweld #4 | please add: | Cadwelds
Tier 6: Cadweld #5 | please add: | Cadwelds
Tier 6: Cadweld #6 | please add: | Cadwelds
Tier 6: Cadweld #7 | please add: | Cadwelds
Tier 6: Cadweld #8 | please add: | Cadwelds
Tier 6: Cadweld #9 | please add: | Cadwelds
Tier 6: Cadweld #10 | please add: | Cadwelds
Tier 6: Cadweld #11 | please add: | Cadwelds
Tier 6: Cadweld #12 | please add: | Cadwelds
Tier 6: Cadweld #13 | please add: | Cadwelds
Tier 6: Cadweld #14 | please add: | Cadwelds
Tier 6: Cadweld #15 | please add: | Cadwelds
Tier 6: Cadweld #16 | please add: | Cadwelds
Tier 6: Cadweld #17 | please add: | Cadwelds
Tier 6: Cadweld #18 | please add: | Cadwelds
Tier 6: Cadweld #19 | please add: | Cadwelds
Tier 6: Cadweld #20 | please add: | Cadwelds
Tier 6: Cadweld #21 | please add: | Cadwelds
Tier 6: Cadweld #22 | please add: | Cadwelds
Tier 6: Cadweld #23 | please add: | Cadwelds
Tier 6: Cadweld #24 | please add: | Cadwelds
Tier 6: Cadweld #25 | please add: | Cadwelds
Tier 6: Cadweld #26 | please add: | Cadwelds
Tier 6: Cadweld #27 | please add: | Cadwelds
Tier 6: Cadweld #28 | please add: | Cadwelds
Tier 6: Cadweld #29 | please add: | Cadwelds
Tier 6: Cadweld #30 | please add: | Cadwelds
Tier 6: Cadweld #31 | please add: | Cadwelds
Tier 6: Cadweld #32 | please add: | Cadwelds
Tier 6: Cadweld #33 | please add: | Cadwelds
Tier 6: Cadweld #34 | please add: | Cadwelds
Tier 6: Cadweld #35 | please add: | Cadwelds
Tier 6: Cadweld #36 | please add: | Cadwelds
Tier 6: Cadweld #37 | please add: | Cadwelds
Tier 6: Cadweld #38 | please add: | Cadwelds
Tier 6: Cadweld #39 | please add: | Cadwelds
Tier 6: Cadweld #40 | please add: | Cadwelds
Tier 6: Cadweld #41 | please add: | Cadwelds
Tier 6: Cadweld #42 | please add: | Cadwelds
Tier 6: Cadweld #43 | please add: | Cadwelds
Tier 6: Cadweld #44 | please add: | Cadwelds
Tier 6: Cadweld #45 | please add: | Cadwelds
Tier 6: Cadweld #46 | please add: | Cadwelds
Tier 6: Cadweld #47 | please add: | Cadwelds
Tier 6: Cadweld #48 | please add: | Cadwelds
Tier 6: Cadweld #49 | please add: | Cadwelds
Tier 6: Cadweld #50 | please add: | Cadwelds
Tier 6: Cadweld #51 | please add: | Cadwelds
Tier 6: Cadweld #52 | please add: | Cadwelds
Tier 6: Cadweld #53 | please add: | Cadwelds
Tier 6: Cadweld #54 | please add: | Cadwelds
Tier 6: Cadweld #55 | please add: | Cadwelds
Tier 6: Cadweld #56 | please add: | Cadwelds
Tier 6: Cadweld #57 | please add: | Cadwelds
Tier 6: Cadweld #58 | please add: | Cadwelds
Tier 6: Cadweld #59 | please add: | Cadwelds
Tier 6: Cadweld #60 | please add: | Cadwelds
Well Hut
Tier 5: ITR-EI-01A Entec - Cable Pre-installation | please add: | ITR-EI-01A Entec - Cable Pre-installation
Tier 5: ITR-E-03A Entec - UPS Installation | please add: | ITR-E-03A Entec - UPS Installation
Tier 5: ITR-E-04A Entec - Conduit, Unistrut, Cable laddeer installation; Tier 6: Above and Below ground |  | ITR-E-04A Entec - Conduit, Unistrut, Cable laddeer installation
Tier 5: ITR-E-06A Entec - Receptacle for small power GPO's | please add: | ITR-E-06A Entec - Receptacle for small power GPO's
Tier 5: ITR-E-09A Entec - Earthing and lightning protection | please add: | ITR-E-09A Entec - Earthing and lightning protection
Tier 5: ITR-E-11A Entec - Electrical Equipment Switch Room | please add: | ITR-E-11A Entec - Electrical Equipment Switch Room
Tier 5: ITR-E-12A Entec - Distribution Board Installation | please add: | ITR-E-12A Entec - Distribution Board Installation
Tier 5: ITR-E-12B Entec - Schedule of test results DB | please add: | ITR-E-12B Entec - Schedule of test results DB
Tier 5: ITR-E-35A Entec - Distribution Board | please add: | ITR-E-35A Entec - Distribution Board
Tier 5: ITR-E-43A Entec - Small power circuits | please add: | ITR-E-43A Entec - Small power circuits
Tier 5: ITR-E-49A Entec - Electrical Switch Room | please add: | ITR-E-49A Entec - Electrical Switch Room
Tier 5: ITR-E-51A Entec - Cable tray and transits | please add: | ITR-E-51A Entec - Cable tray and transits
Tier 5: ITR-E-53A Entec - Electrical Earthing | please add: | ITR-E-53A Entec - Electrical Earthing
Instrument
Tier 5: 0280LFC10CL010; Tier 6: TH28 Wellpad Silencer Level | please add: | ITR-I-25A Entec - Instrument Installation
Tier 5: 0280LFC10CL020; Tier 6: TH28 Wellpad Pond Level | please add: | ITR-I-25A Entec - Instrument Installation
Tier 5: 0280LFC10CP010; Tier 6: TH28 Wellpad Silencer Pressure | please add: | ITR-I-25A Entec - Instrument Installation
Tier 5: 0280NDA10AA011; Tier 6: TH28 Reinjection Well MOV | please add: | ITR-I-25A Entec - Instrument Installation
Tier 5: 0280NDA10AA110; Tier 6: TH28 Reinjection Well MOV | please add: | ITR-I-25A Entec - Instrument Installation
Tier 5: 0280NDA10CF010; Tier 6: TH28 Production Well Flow | please add: | ITR-I-25A Entec - Instrument Installation
Tier 5: 0280NDA10CF020; Tier 6: TH28 Production Well Flow 2 | please add: | ITR-I-25A Entec - Instrument Installation
Tier 5: 0280NDA10CP010; Tier 6: TH28 Production Well Pressure | please add: | ITR-I-25A Entec - Instrument Installation
Tier 5: 0280NDA10CT010; Tier 6: TH28 Production Well Temperature | please add: | ITR-I-25A Entec - Instrument Installation
Tier 5: 0280SAA10CT010; Tier 6: TH28 Buidling Temp | please add: | ITR-I-25A Entec - Instrument Installation
Tier 5: 0340NDA10AA011; Tier 6: TH34 Reinjection Well MOV | please add: | ITR-I-25A Entec - Instrument Installation
Tier 5: 0340NDA10AA110; Tier 6: TH34 Reinjection Well MOV | please add: | ITR-I-25A Entec - Instrument Installation
Tier 5: 0340NDA10CF010; Tier 6: TH34 Production Well Flow | please add: | ITR-I-25A Entec - Instrument Installation
Tier 5: 0340NDA10CF020; Tier 6: TH34 Production Well Flow 2 | please add: | ITR-I-25A Entec - Instrument Installation
Tier 5: 0340NDA10CP010; Tier 6: TH34 Production Well Pressure | please add: | ITR-I-25A Entec - Instrument Installation
Tier 5: 0340NDA10CT010; Tier 6: TH34 Production Well Temperature | please add: | ITR-I-25A Entec - Instrument Installation
Tier 5: L060NDA10CT030; Tier 6: TH28 Wellpad Temperature | please add: | ITR-I-25A Entec - Instrument Installation
Cables
Tier 5: 0280BTL10-D01; Tier 6: 1.0mm2 12C+E CS Cu - Tinned PVC / PVC | please add: | ITR-E-17A Entec - Electrical Cable LV Power and control cable test record
Tier 5: 0280BTL10-S01; Tier 6: 1.0mm2 4 Pair ESCS Cu - Tinned PVC / PVC | please add: | ITR-I-21A Entec - Instrument Cables
Tier 5: 0280CRA10-N03; Tier 6: 9/125μm 12 Core Singlemode OS2 PE/GRP Armour/ PE / Polyamide Outdoor Jacket (Direct Burial Spec) | please add: | ITR-I-44A Entec - Fibre Optic Cable
Tier 5: 0280CRA10-N04; Tier 6: 9/125μm 12 Core Singlemode OS2 PE/GRP Armour/ PE / Polyamide Outdoor Jacket (Direct Burial Spec) | please add: | ITR-I-44A Entec - Fibre Optic Cable
Tier 5: 0280LFC10CL010-S01; Tier 6: 1.5mm2 2 Pair ESCS Cu - Tinned PVC / PVC | please add: | ITR-I-21A Entec - Instrument Cables
Tier 5: 0280LFC10CL020-S01; Tier 6: 1.5mm2 2 Pair ESCS Cu - Tinned PVC / PVC | please add: | ITR-I-21A Entec - Instrument Cables
Tier 5: 0280LFC10CP010-S01; Tier 6: 1.5mm2 2 Pair ESCS Cu - Tinned PVC / PVC | please add: | ITR-I-21A Entec - Instrument Cables
Tier 5: 0280NDA10AA011-N01; Tier 6: 22AWG 1 Pair ES Cu - Tinned PE/CPE (Grey Profibus) | please add: | ITR-I-21A Entec - Instrument Cables
Tier 5: 0280NDA10AA110-N01; Tier 6: 22AWG 1 Pair ES Cu - Tinned PE/CPE (Grey Profibus) | please add: | ITR-I-21A Entec - Instrument Cables
Tier 5: 0280NDA10CF010-S01; Tier 6: 1.5mm2 2 Pair ESCS Cu - Tinned PVC / PVC | please add: | ITR-I-21A Entec - Instrument Cables
Tier 5: 0280NDA10CF020-S01; Tier 6: 1.5mm2 2 Pair ESCS Cu - Tinned PVC / PVC | please add: | ITR-I-21A Entec - Instrument Cables
Tier 5: 0280NDA10CP010-S01; Tier 6: 1.5mm2 2 Pair ESCS Cu - Tinned PVC / PVC | please add: | ITR-I-21A Entec - Instrument Cables
Tier 5: 0280NDA10CT010-S01; Tier 6: 1.5mm2 2 Pair ESCS Cu - Tinned PVC / PVC | please add: | ITR-I-21A Entec - Instrument Cables
Tier 5: 0280SAA10CT010-S01; Tier 6: 1.5mm2 2 Pair ESCS Cu - Tinned PVC / PVC | please add: | ITR-I-21A Entec - Instrument Cables
Tier 5: 0280SAA10SW1-D01; Tier 6: 1.0mm2 4C CS Cu - Tinned PVC / PVC | please add: | ITR-E-17A Entec - Electrical Cable LV Power and control cable test record
Tier 5: 0340NDA10AA011-N01; Tier 6: 22AWG 1 Pair ES Cu - Tinned PE/CPE (Grey Profibus) | please add: | ITR-I-21A Entec - Instrument Cables
Tier 5: 0340NDA10AA110-N01; Tier 6: 22AWG 1 Pair ES Cu - Tinned PE/CPE (Grey Profibus) | please add: | ITR-I-21A Entec - Instrument Cables
Tier 5: 0340NDA10CF010-S01; Tier 6: 1.5mm2 2 Pair ESCS Cu - Tinned PVC / PVC | please add: | ITR-I-21A Entec - Instrument Cables
Tier 5: 0340NDA10CF020-S01; Tier 6: 1.5mm2 2 Pair ESCS Cu - Tinned PVC / PVC | please add: | ITR-I-21A Entec - Instrument Cables
Tier 5: 0340NDA10CP010-S01; Tier 6: 1.5mm2 2 Pair ESCS Cu - Tinned PVC / PVC | please add: | ITR-I-21A Entec - Instrument Cables
Tier 5: 0340NDA10CT010-S01; Tier 6: 1.5mm2 2 Pair ESCS Cu - Tinned PVC / PVC | please add: | ITR-I-21A Entec - Instrument Cables
Tier 5: L060NDA10CT030-S01; Tier 6: 1.5mm2 2 Pair ESCS Cu - Tinned PVC / PVC | please add: | ITR-I-21A Entec - Instrument Cables
Tier 5: 0280BFA10_-C01-P01; Tier 6: 25mm2 4C+E Cu XLPE/LSZH 0.6/1kV | please add: | ITR-E-43A Entec - Small power Circuits
Tier 5: 0280BFA10_F113-P01; Tier 6: 2.5mm2 2C+E Cu XLPE/LSZH 0.6/1kV | please add: | ITR-E-22A Entec - Low Voltage Cable
Tier 5: 0280BFA10_F114-P01; Tier 6: 2.5mm2 2C+E Cu XLPE/LSZH 0.6/1kV | please add: | ITR-E-22A Entec - Low Voltage Cable
Tier 5: 0280BFA10_F115-P01; Tier 6: 4mm2 2C+E Cu XLPE/LSZH 0.6/1kV | please add: | ITR-E-22A Entec - Low Voltage Cable
Tier 5: 0280BFA10_F116-P01; Tier 6: 4mm2 2C+E Cu XLPE/LSZH 0.6/1kV | please add: | ITR-E-22A Entec - Low Voltage Cable
Tier 5: 0280BFA10-P01; Tier 6: 95mm2 4C Cu XLPE/LSZH 0.6/1kV | please add: | ITR-E-22A Entec - Low Voltage Cable
Tier 5: 0280BFA10-P02; Tier 6: 25mm2 4C+E Cu XLPE/LSZH 0.6/1kV | please add: | ITR-E-22A Entec - Low Voltage Cable
Tier 5: 0280BUA10-P01; Tier 6: 4mm2 3C+E Cu XLPE/LSZH 0.6/1kV | please add: | ITR-E-22A Entec - Low Voltage Cable
Tier 5: 0280CRA10-P01; Tier 6: 4mm2 2C Cu XLPE/LSZH 0.6/1kV | please add: | ITR-E-22A Entec - Low Voltage Cable
Tier 5: 0280CRA10-P02; Tier 6: 4mm2 2C+E Cu XLPE/LSZH 0.6/1kV | please add: | ITR-E-22A Entec - Low Voltage Cable
Tier 5: 0280CRA10-P03; Tier 6: 4mm2 2C Cu XLPE/LSZH 0.6/1kV | please add: | ITR-E-22A Entec - Low Voltage Cable
Tier 5: 0280CRA10-P04; Tier 6: 4mm2 2C+E Cu XLPE/LSZH 0.6/1kV | please add: | ITR-E-22A Entec - Low Voltage Cable
Tier 5: 0280CRA10-P05; Tier 6: 4mm2 2C+E Cu XLPE/LSZH 0.6/1kV | please add: | ITR-E-22A Entec - Low Voltage Cable
Tier 5: 0280NDA10AA011_-M01-P01; Tier 6: 10mm2 2C Cu XLPE/LSZH 0.6/1kV | please add: | ITR-E-22A Entec - Low Voltage Cable
Tier 5: 0280NDA10AA110_-M01-P01; Tier 6: 6mm2 3C+E Cu XLPE/LSZH 0.6/1kV | please add: | ITR-E-22A Entec - Low Voltage Cable
Tier 5: 0340NDA10AA011_-M01-P01; Tier 6: 10mm2 2C Cu XLPE/LSZH 0.6/1kV | please add: | ITR-E-22A Entec - Low Voltage Cable
Tier 5: 0340NDA10AA110_-M01-P01; Tier 6: 6mm2 3C+E Cu XLPE/LSZH 0.6/1kV | please add: | ITR-E-22A Entec - Low Voltage Cable
Tier 5: WPMEB-E01; Tier 6: 70mm2 1C Cu PVC EARTH | please add: | ITR-E-53A Entec - Electrical Earthing
Tier 5: WPMEB-E02; Tier 6: 70mm2 1C Cu PVC EARTH | please add: | ITR-E-53A Entec - Electrical Earthing
Tier 5: WPMEB-E03; Tier 6: 70mm2 1C Cu PVC EARTH | please add: | ITR-E-53A Entec - Electrical Earthing
Tier 5: WPMEB-E04; Tier 6: 70mm2 1C Cu PVC EARTH | please add: | ITR-E-53A Entec - Electrical Earthing
Tier 5: WPMEB-E05; Tier 6: 70mm2 1C Cu PVC EARTH | please add: | ITR-E-53A Entec - Electrical Earthing
Tier 5: WPMEB-E06; Tier 6: 70mm2 1C Cu PVC EARTH | please add: | ITR-E-53A Entec - Electrical Earthing
Tier 5: WPMEB-E07; Tier 6: 70mm2 1C Cu PVC EARTH | please add: | ITR-E-53A Entec - Electrical Earthing
Tier 5: WPMEB-E08; Tier 6: 70mm2 1C Cu PVC EARTH | please add: | ITR-E-53A Entec - Electrical Earthing
Tier 5: WPMEB-E09; Tier 6: 70mm2 1C Cu PVC EARTH | please add: | ITR-E-53A Entec - Electrical Earthing
Tier 5: WPMEB-E10; Tier 6: 70mm2 1C Cu PVC EARTH | please add: | ITR-E-53A Entec - Electrical Earthing
Tier 5: WPMEB-E11; Tier 6: 70mm2 1C Cu PVC EARTH | please add: | ITR-E-53A Entec - Electrical Earthing
Tier 5: WPMEB-E12; Tier 6: 70mm2 1C Cu PVC EARTH | please add: | ITR-E-53A Entec - Electrical Earthing
Tier 4: Cable Support; Tier 5: ITR-E-04A Entec - Conduit, Unistrut, Cable laddeer installation; Tier 6: Above and Below ground |  | ITR-E-04A Entec - Conduit, Unistrut, Cable laddeer installation
|  | TH29 | Earthing
Earth Pegs
Tier 6: Earth Peg #1 | please add: | Earth Pegs
Tier 6: Earth Peg #2 | please add: | Earth Pegs
Tier 6: Earth Peg #3 | please add: | Earth Pegs
Cadwelds
Tier 6: Cadweld #1 | please add: | Cadwelds
Tier 6: Cadweld #2 | please add: | Cadwelds
Tier 6: Cadweld #3 | please add: | Cadwelds
Tier 6: Cadweld #4 | please add: | Cadwelds
Tier 6: Cadweld #5 | please add: | Cadwelds
Tier 6: Cadweld #6 | please add: | Cadwelds
Tier 6: Cadweld #7 | please add: | Cadwelds
Tier 6: Cadweld #8 | please add: | Cadwelds
Tier 6: Cadweld #9 | please add: | Cadwelds
Tier 6: Cadweld #10 | please add: | Cadwelds
Tier 6: Cadweld #11 | please add: | Cadwelds
Tier 6: Cadweld #12 | please add: | Cadwelds
Tier 6: Cadweld #13 | please add: | Cadwelds
Tier 6: Cadweld #14 | please add: | Cadwelds
Tier 6: Cadweld #15 | please add: | Cadwelds
Tier 6: Cadweld #16 | please add: | Cadwelds
Tier 6: Cadweld #17 | please add: | Cadwelds
Tier 6: Cadweld #18 | please add: | Cadwelds
Tier 6: Cadweld #19 | please add: | Cadwelds
Tier 6: Cadweld #20 | please add: | Cadwelds
Tier 6: Cadweld #21 | please add: | Cadwelds
Tier 6: Cadweld #22 | please add: | Cadwelds
Tier 6: Cadweld #23 | please add: | Cadwelds
Tier 6: Cadweld #24 | please add: | Cadwelds
Tier 6: Cadweld #25 | please add: | Cadwelds
Tier 6: Cadweld #26 | please add: | Cadwelds
Tier 6: Cadweld #27 | please add: | Cadwelds
Tier 6: Cadweld #28 | please add: | Cadwelds
Tier 6: Cadweld #29 | please add: | Cadwelds
Tier 6: Cadweld #30 | please add: | Cadwelds
Tier 6: Cadweld #31 | please add: | Cadwelds
Tier 6: Cadweld #32 | please add: | Cadwelds
Tier 6: Cadweld #33 | please add: | Cadwelds
Tier 6: Cadweld #34 | please add: | Cadwelds
Tier 6: Cadweld #35 | please add: | Cadwelds
Tier 6: Cadweld #36 | please add: | Cadwelds
Tier 6: Cadweld #37 | please add: | Cadwelds
Tier 6: Cadweld #38 | please add: | Cadwelds
Tier 6: Cadweld #39 | please add: | Cadwelds
Tier 6: Cadweld #40 | please add: | Cadwelds
Tier 6: Cadweld #41 | please add: | Cadwelds
Tier 6: Cadweld #42 | please add: | Cadwelds
Tier 6: Cadweld #43 | please add: | Cadwelds
Tier 6: Cadweld #44 | please add: | Cadwelds
Tier 6: Cadweld #45 | please add: | Cadwelds
Tier 6: Cadweld #46 | please add: | Cadwelds
Tier 6: Cadweld #47 | please add: | Cadwelds
Tier 6: Cadweld #48 | please add: | Cadwelds
Tier 6: Cadweld #49 | please add: | Cadwelds
Tier 6: Cadweld #50 | please add: | Cadwelds
Tier 6: Cadweld #51 | please add: | Cadwelds
Tier 6: Cadweld #52 | please add: | Cadwelds
Tier 6: Cadweld #53 | please add: | Cadwelds
Tier 6: Cadweld #54 | please add: | Cadwelds
Tier 6: Cadweld #55 | please add: | Cadwelds
Tier 6: Cadweld #56 | please add: | Cadwelds
Tier 6: Cadweld #57 | please add: | Cadwelds
Tier 6: Cadweld #58 | please add: | Cadwelds
Tier 6: Cadweld #59 | please add: | Cadwelds
Tier 6: Cadweld #60 | please add: | Cadwelds
Well Hut
Tier 5: ITR-EI-01A Entec - Cable Pre-installation | please add: | ITR-EI-01A Entec - Cable Pre-installation
Tier 5: ITR-E-03A Entec - UPS Installation | please add: | ITR-E-03A Entec - UPS Installation
Tier 5: ITR-E-04A Entec - Conduit, Unistrut, Cable laddeer installation; Tier 6: Above and Below ground |  | ITR-E-04A Entec - Conduit, Unistrut, Cable laddeer installation
Tier 5: ITR-E-06A Entec - Receptacle for small power GPO's | please add: | ITR-E-06A Entec - Receptacle for small power GPO's
Tier 5: ITR-E-09A Entec - Earthing and lightning protection | please add: | ITR-E-09A Entec - Earthing and lightning protection
Tier 5: ITR-E-11A Entec - Electrical Equipment Switch Room | please add: | ITR-E-11A Entec - Electrical Equipment Switch Room
Tier 5: ITR-E-12A Entec - Distribution Board Installation | please add: | ITR-E-12A Entec - Distribution Board Installation
Tier 5: ITR-E-12B Entec - Schedule of test results DB | please add: | ITR-E-12B Entec - Schedule of test results DB
Tier 5: ITR-E-35A Entec - Distribution Board | please add: | ITR-E-35A Entec - Distribution Board
Tier 5: ITR-E-43A Entec - Small power circuits | please add: | ITR-E-43A Entec - Small power circuits
Tier 5: ITR-E-49A Entec - Electrical Switch Room | please add: | ITR-E-49A Entec - Electrical Switch Room
Tier 5: ITR-E-51A Entec - Cable tray and transits | please add: | ITR-E-51A Entec - Cable tray and transits
Tier 5: ITR-E-53A Entec - Electrical Earthing | please add: | ITR-E-53A Entec - Electrical Earthing
Instrument
Tier 5: 0290LFC10CL010; Tier 6: TH29 Wellpad Pond Level | please add: | ITR-I-25A Entec - Instrument Installation
Tier 5: 0290NDB10AA012; Tier 6: TH29 Reinjection Well Manual Valve Position | please add: | ITR-I-25A Entec - Instrument Installation
Tier 5: 0290NDB10AA110; Tier 6: TH29 Reinjection Well MOV | please add: | ITR-I-25A Entec - Instrument Installation
Tier 5: 0290NDB10CF010; Tier 6: TH29 Reinjection Well Flow | please add: | ITR-I-25A Entec - Instrument Installation
Tier 5: 0290NDB10CP010; Tier 6: TH29 Reinjection Well Pressure | please add: | ITR-I-25A Entec - Instrument Installation
Tier 5: 0290SAA10CT010; Tier 6: TH29 Buidling Temp | please add: | ITR-I-25A Entec - Instrument Installation
Tier 5: 0310NDB10AA012; Tier 6: TH31 Reinjection Well Manual Valve Position | please add: | ITR-I-25A Entec - Instrument Installation
Tier 5: 0310NDB10AA110; Tier 6: TH31 Reinjection Well MOV | please add: | ITR-I-25A Entec - Instrument Installation
Tier 5: 0310NDB10CF010; Tier 6: TH31 Reinjection Well Flow | please add: | ITR-I-25A Entec - Instrument Installation
Tier 5: 0310NDB10CP010; Tier 6: TH31 Reinjection Well Pressure | please add: | ITR-I-25A Entec - Instrument Installation
Tier 5: EA30NDB10AA012; Tier 6: TH35 Reinjection Well Manual Valve Position | please add: | ITR-I-25A Entec - Instrument Installation
Tier 5: EA30NDB10AA110; Tier 6: TH35 Reinjection Well MOV | please add: | ITR-I-25A Entec - Instrument Installation
Tier 5: EA30NDB10CF010; Tier 6: TH35 Reinjection Well Flow | please add: | ITR-I-25A Entec - Instrument Installation
Tier 5: EA30NDB10CP010; Tier 6: TH35 Reinjection Well Pressure | please add: | ITR-I-25A Entec - Instrument Installation
Tier 5: L190NDB10CP011; Tier 6: TH29 Wellpad SGW Reinjection Level | please add: | ITR-I-25A Entec - Instrument Installation
Tier 5: L190NDB10CT010; Tier 6: TH29 Wellpad SGW Reinjection Temperature | please add: | ITR-I-25A Entec - Instrument Installation
Cables
Tier 5: 0290BTL10-D01; Tier 6: 1.0mm2 12C+E CS Cu - Tinned PVC / PVC | please add: | ITR-E-17A Entec - Electrical Cable LV Power and control cable test record
Tier 5: 0290BTL10-S01; Tier 6: 1.0mm2 4 Pair ESCS Cu - Tinned PVC / PVC | please add: | ITR-I-21A Entec - Instrument Cables
Tier 5: 0290CRA10-N03; Tier 6: 9/125μm 12 Core Singlemode OS2 PE/GRP Armour/ PE / Polyamide Outdoor Jacket (Direct Burial Spec) | please add: | ITR-I-44A Entec - Fibre Optic Cable
Tier 5: 0290CRA10-N04; Tier 6: 9/125μm 12 Core Singlemode OS2 PE/GRP Armour/ PE / Polyamide Outdoor Jacket (Direct Burial Spec) | please add: | ITR-I-44A Entec - Fibre Optic Cable
Tier 5: 0290LFC10CL010-S01; Tier 6: 1.5mm2 2 Pair ESCS Cu - Tinned PVC / PVC | please add: | ITR-I-21A Entec - Instrument Cables
Tier 5: 0290NDB10AA012-S01; Tier 6: 1.5mm2 2 Pair ESCS Cu - Tinned PVC / PVC | please add: | ITR-I-21A Entec - Instrument Cables
Tier 5: 0290NDB10AA110-N01; Tier 6: 22AWG 1 Pair ES Cu - Tinned PE/CPE (Grey Profibus) | please add: | ITR-I-21A Entec - Instrument Cables
Tier 5: 0290NDB10CF010-S01; Tier 6: 1.5mm2 2 Pair ESCS Cu - Tinned PVC / PVC | please add: | ITR-I-21A Entec - Instrument Cables
Tier 5: 0290NDB10CP010-S01; Tier 6: 1.5mm2 2 Pair ESCS Cu - Tinned PVC / PVC | please add: | ITR-I-21A Entec - Instrument Cables
Tier 5: 0290SAA10CT010-S01; Tier 6: 1.5mm2 2 Pair ESCS Cu - Tinned PVC / PVC | please add: | ITR-I-21A Entec - Instrument Cables
Tier 5: 0290SAA10SW1-D01; Tier 6: 1.0mm2 4C CS Cu - Tinned PVC / PVC | please add: | ITR-E-17A Entec - Electrical Cable LV Power and control cable test record
Tier 5: 0310NDB10AA012-S01; Tier 6: 1.5mm2 2 Pair ESCS Cu - Tinned PVC / PVC | please add: | ITR-I-21A Entec - Instrument Cables
Tier 5: 0310NDB10AA110-N01; Tier 6: 22AWG 1 Pair ES Cu - Tinned PE/CPE (Grey Profibus) | please add: | ITR-I-21A Entec - Instrument Cables
Tier 5: 0310NDB10CF010-S01; Tier 6: 1.5mm2 2 Pair ESCS Cu - Tinned PVC / PVC | please add: | ITR-I-21A Entec - Instrument Cables
Tier 5: 0310NDB10CP010-S01; Tier 6: 1.5mm2 2 Pair ESCS Cu - Tinned PVC / PVC | please add: | ITR-I-21A Entec - Instrument Cables
Tier 5: EA30NDB10AA012-S01; Tier 6: 1.5mm2 2 Pair ESCS Cu - Tinned PVC / PVC | please add: | ITR-I-21A Entec - Instrument Cables
Tier 5: EA30NDB10AA110-N01; Tier 6: 22AWG 1 Pair ES Cu - Tinned PE/CPE (Grey Profibus) | please add: | ITR-I-21A Entec - Instrument Cables
Tier 5: EA30NDB10CF010-S01; Tier 6: 1.5mm2 2 Pair ESCS Cu - Tinned PVC / PVC | please add: | ITR-I-21A Entec - Instrument Cables
Tier 5: EA30NDB10CP010-S01; Tier 6: 1.5mm2 2 Pair ESCS Cu - Tinned PVC / PVC | please add: | ITR-I-21A Entec - Instrument Cables
Tier 5: L190NDB10CP011-S01; Tier 6: 1.5mm2 2 Pair ESCS Cu - Tinned PVC / PVC | please add: | ITR-I-21A Entec - Instrument Cables
Tier 5: L190NDB10CT010-S01; Tier 6: 1.5mm2 2 Pair ESCS Cu - Tinned PVC / PVC | please add: | ITR-I-21A Entec - Instrument Cables
Tier 5: 0290BFA10_-C01-P01; Tier 6: 25mm2 4C+E Cu XLPE/LSZH 0.6/1kV | please add: | ITR-E-43A Entec - Small power Circuits
Tier 5: 0290BFA10_F113-P01; Tier 6: 2.5mm2 2C+E Cu XLPE/LSZH 0.6/1kV | please add: | ITR-E-22A Entec - Low Voltage Cable
Tier 5: 0290BFA10_F114-P01; Tier 6: 2.5mm2 2C+E Cu XLPE/LSZH 0.6/1kV | please add: | ITR-E-22A Entec - Low Voltage Cable
Tier 5: 0290BFA10_F115-P01; Tier 6: 4mm2 2C+E Cu XLPE/LSZH 0.6/1kV | please add: | ITR-E-22A Entec - Low Voltage Cable
Tier 5: 0290BFA10_F116-P01; Tier 6: 4mm2 2C+E Cu XLPE/LSZH 0.6/1kV | please add: | ITR-E-22A Entec - Low Voltage Cable
Tier 5: 0290BFA10-P01; Tier 6: 95mm2 4C Cu XLPE/LSZH 0.6/1kV | please add: | ITR-E-22A Entec - Low Voltage Cable
Tier 5: 0290BFA10-P02; Tier 6: 25mm2 4C+E Cu XLPE/LSZH 0.6/1kV | please add: | ITR-E-22A Entec - Low Voltage Cable
Tier 5: 0290BUA10-P01; Tier 6: 4mm2 3C+E Cu XLPE/LSZH 0.6/1kV | please add: | ITR-E-22A Entec - Low Voltage Cable
Tier 5: 0290CRA10-P01; Tier 6: 4mm2 2C Cu XLPE/LSZH 0.6/1kV | please add: | ITR-E-22A Entec - Low Voltage Cable
Tier 5: 0290CRA10-P02; Tier 6: 4mm2 2C+E Cu XLPE/LSZH 0.6/1kV | please add: | ITR-E-22A Entec - Low Voltage Cable
Tier 5: 0290CRA10-P03; Tier 6: 4mm2 2C Cu XLPE/LSZH 0.6/1kV | please add: | ITR-E-22A Entec - Low Voltage Cable
Tier 5: 0290CRA10-P04; Tier 6: 4mm2 2C+E Cu XLPE/LSZH 0.6/1kV | please add: | ITR-E-22A Entec - Low Voltage Cable
Tier 5: 0290CRA10-P05; Tier 6: 2.5mm2 2C+E Cu XLPE/LSZH 0.6/1kV | please add: | ITR-E-22A Entec - Low Voltage Cable
Tier 5: 0290NDB10AA110_-M01-P01; Tier 6: 10mm2 2C Cu XLPE/LSZH 0.6/1kV | please add: | ITR-E-22A Entec - Low Voltage Cable
Tier 5: 0310NDB10AA110_-M01-P01; Tier 6: 10mm2 2C Cu XLPE/LSZH 0.6/1kV | please add: | ITR-E-22A Entec - Low Voltage Cable
Tier 5: 0350NDB10AA110_-M01-P01; Tier 6: 6mm2 2C Cu XLPE/LSZH 0.6/1kV | please add: | ITR-E-22A Entec - Low Voltage Cable
Tier 5: WPMEB-E01; Tier 6: 70mm2 1C Cu PVC EARTH | please add: | ITR-E-53A Entec - Electrical Earthing
Tier 5: WPMEB-E02; Tier 6: 70mm2 1C Cu PVC EARTH | please add: | ITR-E-53A Entec - Electrical Earthing
Tier 5: WPMEB-E03; Tier 6: 70mm2 1C Cu PVC EARTH | please add: | ITR-E-53A Entec - Electrical Earthing
Tier 5: WPMEB-E04; Tier 6: 70mm2 1C Cu PVC EARTH | please add: | ITR-E-53A Entec - Electrical Earthing
Tier 5: WPMEB-E05; Tier 6: 70mm2 1C Cu PVC EARTH | please add: | ITR-E-53A Entec - Electrical Earthing
Tier 5: WPMEB-E06; Tier 6: 70mm2 1C Cu PVC EARTH | please add: | ITR-E-53A Entec - Electrical Earthing
Tier 5: WPMEB-E07; Tier 6: 70mm2 1C Cu PVC EARTH | please add: | ITR-E-53A Entec - Electrical Earthing
Tier 5: WPMEB-E08; Tier 6: 70mm2 1C Cu PVC EARTH | please add: | ITR-E-53A Entec - Electrical Earthing
Tier 5: WPMEB-E09; Tier 6: 70mm2 1C Cu PVC EARTH | please add: | ITR-E-53A Entec - Electrical Earthing
Tier 5: WPMEB-E10; Tier 6: 70mm2 1C Cu PVC EARTH | please add: | ITR-E-53A Entec - Electrical Earthing
Tier 5: WPMEB-E11; Tier 6: 70mm2 1C Cu PVC EARTH | please add: | ITR-E-53A Entec - Electrical Earthing
Tier 5: WPMEB-E12; Tier 6: 70mm2 1C Cu PVC EARTH | please add: | ITR-E-53A Entec - Electrical Earthing
Tier 4: Cable Support; Tier 5: ITR-E-04A Entec - Conduit, Unistrut, Cable laddeer installation; Tier 6: Above and Below ground |  | ITR-E-04A Entec - Conduit, Unistrut, Cable laddeer installation
|  | TH37 | Earthing
Earth Pegs
Tier 6: Earth Peg #1 | please add: | Earth Pegs
Tier 6: Earth Peg #2 | please add: | Earth Pegs
Tier 6: Earth Peg #3 | please add: | Earth Pegs
Cadwelds
Tier 6: Cadweld #1 | please add: | Cadwelds
Tier 6: Cadweld #2 | please add: | Cadwelds
Tier 6: Cadweld #3 | please add: | Cadwelds
Tier 6: Cadweld #4 | please add: | Cadwelds
Tier 6: Cadweld #5 | please add: | Cadwelds
Tier 6: Cadweld #6 | please add: | Cadwelds
Tier 6: Cadweld #7 | please add: | Cadwelds
Tier 6: Cadweld #8 | please add: | Cadwelds
Tier 6: Cadweld #9 | please add: | Cadwelds
Tier 6: Cadweld #10 | please add: | Cadwelds
Tier 6: Cadweld #11 | please add: | Cadwelds
Tier 6: Cadweld #12 | please add: | Cadwelds
Tier 6: Cadweld #13 | please add: | Cadwelds
Tier 6: Cadweld #14 | please add: | Cadwelds
Tier 6: Cadweld #15 | please add: | Cadwelds
Tier 6: Cadweld #16 | please add: | Cadwelds
Tier 6: Cadweld #17 | please add: | Cadwelds
Tier 6: Cadweld #18 | please add: | Cadwelds
Tier 6: Cadweld #19 | please add: | Cadwelds
Tier 6: Cadweld #20 | please add: | Cadwelds
Tier 6: Cadweld #21 | please add: | Cadwelds
Tier 6: Cadweld #22 | please add: | Cadwelds
Tier 6: Cadweld #23 | please add: | Cadwelds
Tier 6: Cadweld #24 | please add: | Cadwelds
Tier 6: Cadweld #25 | please add: | Cadwelds
Tier 6: Cadweld #26 | please add: | Cadwelds
Tier 6: Cadweld #27 | please add: | Cadwelds
Tier 6: Cadweld #28 | please add: | Cadwelds
Tier 6: Cadweld #29 | please add: | Cadwelds
Tier 6: Cadweld #30 | please add: | Cadwelds
Tier 6: Cadweld #31 | please add: | Cadwelds
Tier 6: Cadweld #32 | please add: | Cadwelds
Tier 6: Cadweld #33 | please add: | Cadwelds
Tier 6: Cadweld #34 | please add: | Cadwelds
Tier 6: Cadweld #35 | please add: | Cadwelds
Tier 6: Cadweld #36 | please add: | Cadwelds
Tier 6: Cadweld #37 | please add: | Cadwelds
Tier 6: Cadweld #38 | please add: | Cadwelds
Tier 6: Cadweld #39 | please add: | Cadwelds
Tier 6: Cadweld #40 | please add: | Cadwelds
Tier 6: Cadweld #41 | please add: | Cadwelds
Tier 6: Cadweld #42 | please add: | Cadwelds
Tier 6: Cadweld #43 | please add: | Cadwelds
Tier 6: Cadweld #44 | please add: | Cadwelds
Tier 6: Cadweld #45 | please add: | Cadwelds
Tier 6: Cadweld #46 | please add: | Cadwelds
Tier 6: Cadweld #47 | please add: | Cadwelds
Tier 6: Cadweld #48 | please add: | Cadwelds
Tier 6: Cadweld #49 | please add: | Cadwelds
Tier 6: Cadweld #50 | please add: | Cadwelds
Tier 6: Cadweld #51 | please add: | Cadwelds
Tier 6: Cadweld #52 | please add: | Cadwelds
Tier 6: Cadweld #53 | please add: | Cadwelds
Tier 6: Cadweld #54 | please add: | Cadwelds
Tier 6: Cadweld #55 | please add: | Cadwelds
Tier 6: Cadweld #56 | please add: | Cadwelds
Tier 6: Cadweld #57 | please add: | Cadwelds
Tier 6: Cadweld #58 | please add: | Cadwelds
Tier 6: Cadweld #59 | please add: | Cadwelds
Tier 6: Cadweld #60 | please add: | Cadwelds
Well Hut
Tier 5: ITR-EI-01A Entec - Cable Pre-installation | please add: | ITR-E-01A Entec - Cable Pre-installation
Tier 5: ITR-E-03A Entec - UPS Installation | please add: | ITR-E-03A Entec - UPS Installation
Tier 5: ITR-E-04A Entec - Conduit, Unistrut, Cable laddeer installation; Tier 6: Above and Below ground |  | ITR-E-04A Entec - Conduit, Unistrut, Cable laddeer installation
Tier 5: ITR-E-06A Entec - Receptacle for small power GPO's | please add: | ITR-E-06A Entec - Receptacle for small power GPO's
Tier 5: ITR-E-09A Entec - Earthing and lightning protection | please add: | ITR-E-09A Entec - Earthing and lightning protection
Tier 5: ITR-E-11A Entec - Electrical Equipment Switch Room | please add: | ITR-E-11A Entec - Electrical Equipment Switch Room
Tier 5: ITR-E-12A Entec - Distribution Board Installation | please add: | ITR-E-12A Entec - Distribution Board Installation
Tier 5: ITR-E-12B Entec - Schedule of test results DB | please add: | ITR-E-12B Entec - Schedule of test results DB
Tier 5: ITR-E-35A Entec - Distribution Board | please add: | ITR-E-35A Entec - Distribution Board
Tier 5: ITR-E-43A Entec - Small power circuits | please add: | ITR-E-43A Entec - Small power circuits
Tier 5: ITR-E-49A Entec - Electrical Switch Room | please add: | ITR-E-49A Entec - Electrical Switch Room
Tier 5: ITR-E-51A Entec - Cable tray and transits | please add: | ITR-E-51A Entec - Cable tray and transits
Tier 5: ITR-E-53A Entec - Electrical Earthing | please add: | ITR-E-53A Entec - Electrical Earthing
Instrument
Tier 5: 0370NDB10CF010; Tier 6: Flow Transmitter | please add: | ITR-I-25A Entec - Instrument Installation
Tier 5: 0370NDB10CP010; Tier 6: Pressure Indicating Transmitter | please add: | ITR-I-25A Entec - Instrument Installation
Tier 5: 0370NDB10CP520; Tier 6: Pressure Gauge | please add: | ITR-I-25A Entec - Instrument Installation
Tier 5: 0370NDB10CP510; Tier 6: Pressure Gauge | please add: | ITR-I-25A Entec - Instrument Installation
Tier 5: 0380NDB10CF010; Tier 6: Flow Transmitter | please add: | ITR-I-25A Entec - Instrument Installation
Tier 5: 0380NDB10CP520; Tier 6: Pressure Gauge | please add: | ITR-I-25A Entec - Instrument Installation
Tier 5: 0380NDB10CP501; Tier 6: Pressure Gauge | please add: | ITR-I-25A Entec - Instrument Installation
Tier 5: 0380NDB10CP010; Tier 6: Pressure Indicating Transmitter | please add: | ITR-I-25A Entec - Instrument Installation
Tier 5: L210NDB10CL010; Tier 6: Level Transmitter - Radar | please add: | ITR-I-25A Entec - Instrument Installation
Tier 5: L210NDB10CT010; Tier 6: Pressure Indicating Transmitter | please add: | ITR-I-25A Entec - Instrument Installation
Tier 5: L210NDB10CP011; Tier 6: Flow Transmitter | please add: | ITR-I-25A Entec - Instrument Installation
Cables
Tier 5: 0370NDB10CF010-S1; Tier 6: 1.5 mm2 2 Pair ESCS Cu - Tinned PVC / PVC | please add: | ITR-I-21A Entec - Instrument Cables
Tier 5: 0370NDB10CP010-S1; Tier 6: 1.5 mm2 2 Pair ESCS Cu - Tinned PVC / PVC | please add: | ITR-I-21A Entec - Instrument Cables
Tier 5: 0370NDB10AA012-S1; Tier 6: 1.5 mm2 2 Pair ESCS Cu - Tinned PVC / PVC | please add: | ITR-I-21A Entec - Instrument Cables
Tier 5: 0370LFC10CL010-S1; Tier 6: 1.5 mm2 2 Pair ESCS Cu - Tinned PVC / PVC | please add: | ITR-I-21A Entec - Instrument Cables
Tier 5: L210NDB10CT010-S1; Tier 6: 1.5 mm2 2 Pair ESCS Cu - Tinned PVC / PVC | please add: | ITR-I-21A Entec - Instrument Cables
Tier 5: L210NDB10CP011-S1; Tier 6: 1.5 mm2 2 Pair ESCS Cu - Tinned PVC / PVC | please add: | ITR-I-21A Entec - Instrument Cables
Tier 5: L190NDB10CP010-S1; Tier 6: 1.5 mm2 2 Pair ESCS Cu - Tinned PVC / PVC | please add: | ITR-I-21A Entec - Instrument Cables
Tier 5: L200NDB10CP010-S1; Tier 6: 1.5 mm2 2 Pair ESCS Cu - Tinned PVC / PVC | please add: | ITR-I-21A Entec - Instrument Cables
Tier 5: 0380NDB10CF010-S1; Tier 6: 1.5 mm2 2 Pair ESCS Cu - Tinned PVC / PVC | please add: | ITR-I-21A Entec - Instrument Cables
Tier 5: 0380NDB10CP010-S1; Tier 6: 1.5 mm2 2 Pair ESCS Cu - Tinned PVC / PVC | please add: | ITR-I-21A Entec - Instrument Cables
Tier 5: 0380NDB10AA012-S1; Tier 6: 1.5 mm2 2 Pair ESCS Cu - Tinned PVC / PVC | please add: | ITR-I-21A Entec - Instrument Cables
Tier 5: 0370BTL10ET1-D1; Tier 6: 1.0 mm2 12C CS Cu - Tinned PVC / PVC | please add: | ITR-I-21A Entec - Instrument Cables
Tier 5: 0370BTL10ET2-D1; Tier 6: 1.0 mm2 12C CS Cu - Tinned PVC / PVC | please add: | ITR-I-21A Entec - Instrument Cables
Tier 5: 0370CRA10ET1-S1; Tier 6: 1.0 mm2 4 Pairs ESCS Cu - Tinned PVC / PVC | please add: | ITR-I-21A Entec - Instrument Cables
Tier 5: 0370CRA10ET2-S1; Tier 6: 1.0 mm2 4 Pairs ESCS Cu - Tinned PVC / PVC | please add: | ITR-I-21A Entec - Instrument Cables
Tier 5: 0370SAA10CT010-S1; Tier 6: 1.5mm2 2 Pair ESCS Cu - Tinned PVC / PVC | please add: | ITR-I-21A Entec - Instrument Cables
Tier 5: 0370CRA10VT1A-S1; Tier 6: 1.0 mm2 4 Pairs ESCS Cu - Tinned PVC / PVC | please add: | ITR-I-21A Entec - Instrument Cables
Tier 5: 0370CRA10VT1B-S1; Tier 6: 1.0 mm2 4 Pairs ESCS Cu - Tinned PVC / PVC | please add: | ITR-I-21A Entec - Instrument Cables
Tier 5: 0370CRA10VT2A-S1; Tier 6: 1.0 mm2 4 Pairs ESCS Cu - Tinned PVC / PVC | please add: | ITR-I-21A Entec - Instrument Cables
Tier 5: 0370CRA10VT2B-S1; Tier 6: 1.0 mm2 4 Pairs ESCS Cu - Tinned PVC / PVC | please add: | ITR-I-21A Entec - Instrument Cables
Tier 5: 0370CRA10HSW1-S1; Tier 6: 1.0 mm2 4 Pairs ESCS Cu - Tinned PVC / PVC | please add: | ITR-I-21A Entec - Instrument Cables
Tier 5: 0370CRA10F01-S1; Tier 6: 1.0 mm2 4 Pairs ESCS Cu - Tinned PVC / PVC | please add: | ITR-I-21A Entec - Instrument Cables
Tier 5: 0370CRA10SD1-S1; Tier 6: 1.0 mm2 4 Pairs ESCS Cu - Tinned PVC / PVC | please add: | ITR-I-21A Entec - Instrument Cables
Tier 5: 0370CRA10XG11-D1; Tier 6: 1.0 mm2 4C CS Cu - Tinned PVC / PVC | please add: | ITR-I-21A Entec - Instrument Cables
Tier 5: 0370SAA10XG21-D1; Tier 6: 1.0 mm2 4C CS Cu - Tinned PVC / PVC | please add: | ITR-I-21A Entec - Instrument Cables
Tier 5: 0370BTL10XG01-D1; Tier 6: 1.0 mm2 12C CS Cu - Tinned PVC / PVC | please add: | ITR-I-21A Entec - Instrument Cables
Tier 5: 0370BTL10XG02-D1; Tier 6: 1.0 mm2 12C CS Cu - Tinned PVC / PVC | please add: | ITR-I-21A Entec - Instrument Cables
Tier 5: 0370BTL10XG03-D1; Tier 6: 1.0 mm2 12C CS Cu - Tinned PVC / PVC | please add: | ITR-I-21A Entec - Instrument Cables
Tier 5: 0370SAA10XG01-D1; Tier 6: 1.0 mm2 12C CS Cu - Tinned PVC / PVC | please add: | ITR-I-21A Entec - Instrument Cables
Tier 5: 0370SAA10XG02-D1; Tier 6: 1.0 mm2 12C CS Cu - Tinned PVC / PVC | please add: | ITR-I-21A Entec - Instrument Cables
Tier 5: 0370SAA10XG03-D1; Tier 6: 1.0 mm2 12C CS Cu - Tinned PVC / PVC | please add: | ITR-I-21A Entec - Instrument Cables
Tier 5: 0370NDB10AA110-N1; Tier 6: 22 AWG 1 Pair ES Cu - Tinned PE/CPE (Grey) | please add: | ITR-I-21A Entec - Instrument Cables
Tier 5: 0380NDB10AA110-N1; Tier 6: 22 AWG 1 Pair ES Cu - Tinned PE/CPE (Grey) | please add: | ITR-I-21A Entec - Instrument Cables
Tier 5: 0370BFA10_-C01--P01; Tier 6: 25mm2 4C+E Cu XLPE/LSZH 0.6/1kV | please add: | ITR-E-22A Entec - Low Voltage Cable
Tier 5: 0370BUA10--P01; Tier 6: 4mm2 3C+E Cu XLPE/LSZH 0.6/1kV | please add: | ITR-E-22A Entec - Low Voltage Cable
Tier 5: 0370CRA10--P01; Tier 6: 4mm2 2C Cu XLPE/LSZH 0.6/1kV | please add: | ITR-E-22A Entec - Low Voltage Cable
Tier 5: 0380NDB10AA110_-M01--P01; Tier 6: 10mm2 2C Cu XLPE/LSZH 0.6/1kV | please add: | ITR-E-22A Entec - Low Voltage Cable
Tier 5: 0370NDB10AA110_-M01--P01; Tier 6: 10mm2 2C Cu XLPE/LSZH 0.6/1kV | please add: | ITR-E-22A Entec - Low Voltage Cable
Tier 5: 0370CRA10--P03; Tier 6: 4mm2 2C Cu XLPE/LSZH 0.6/1kV | please add: | ITR-E-22A Entec - Low Voltage Cable
Tier 5: 0370CRA10--P02; Tier 6: 4mm2 2C+E Cu XLPE/LSZH 0.6/1kV | please add: | ITR-E-22A Entec - Low Voltage Cable
Tier 5: 0370CRA10--P04; Tier 6: 4mm2 2C+E Cu XLPE/LSZH 0.6/1kV | please add: | ITR-E-22A Entec - Low Voltage Cable
Tier 5: 0370CRA10--P05; Tier 6: 4mm2 2C+E Cu XLPE/LSZH 0.6/1kV | please add: | ITR-E-22A Entec - Low Voltage Cable
Tier 5: 0370BFA10_F105--P01; Tier 6: 4mm2 4C+E Cu XLPE/LSZH 0.6/1kV | please add: | ITR-E-22A Entec - Low Voltage Cable
Tier 5: 0370BFA10_F113--P01; Tier 6: 2.5mm2 2C+E Cu XLPE/LSZH 0.6/1kV | please add: | ITR-E-22A Entec - Low Voltage Cable
Tier 5: 0370BFA10_F114--P01; Tier 6: 2.5mm2 2C+E Cu XLPE/LSZH 0.6/1kV | please add: | ITR-E-22A Entec - Low Voltage Cable
Tier 5: 0370BFA10_F115--P01; Tier 6: 4mm2 2C+E Cu XLPE/LSZH 0.6/1kV | please add: | ITR-E-22A Entec - Low Voltage Cable
Tier 5: 0370BFA10_F116--P01; Tier 6: 4mm2 2C+E Cu XLPE/LSZH 0.6/1kV | please add: | ITR-E-22A Entec - Low Voltage Cable
Tier 5: 0370BFA10--P01; Tier 6: 95mm2 4C Cu XLPE/LSZH 0.6/1kV | please add: | ITR-E-22A Entec - Low Voltage Cable
Tier 5: 0370BFA10--P02; Tier 6: 25mm2 4C+E Cu XLPE/LSZH 0.6/1kV | please add: | ITR-E-22A Entec - Low Voltage Cable
Tier 5: WPMEB--E01; Tier 6: 70mm2 1C Cu PVC EARTH | please add: | ITR-E-53A Entec - Electrical Earthing
Tier 5: WPMEB--E02; Tier 6: 70mm2 1C Cu PVC EARTH | please add: | ITR-E-53A Entec - Electrical Earthing
Tier 5: WPMEB--E03; Tier 6: 70mm2 1C Cu PVC EARTH | please add: | ITR-E-53A Entec - Electrical Earthing
Tier 5: WPMEB--E04; Tier 6: 70mm2 1C Cu PVC EARTH | please add: | ITR-E-53A Entec - Electrical Earthing
Tier 5: WPMEB--E05; Tier 6: 70mm2 1C Cu PVC EARTH | please add: | ITR-E-53A Entec - Electrical Earthing
Tier 5: WPMEB--E06; Tier 6: 70mm2 1C Cu PVC EARTH | please add: | ITR-E-53A Entec - Electrical Earthing
Tier 5: WPMEB--E07; Tier 6: 70mm2 1C Cu PVC EARTH | please add: | ITR-E-53A Entec - Electrical Earthing
Tier 5: WPMEB--E08; Tier 6: 70mm2 1C Cu PVC EARTH | please add: | ITR-E-53A Entec - Electrical Earthing
Tier 5: WPMEB--E09; Tier 6: 70mm2 1C Cu PVC EARTH | please add: | ITR-E-53A Entec - Electrical Earthing
Tier 5: WPMEB--E10; Tier 6: 70mm2 1C Cu PVC EARTH | please add: | ITR-E-53A Entec - Electrical Earthing
Tier 5: WPMEB--E11; Tier 6: 70mm2 1C Cu PVC EARTH | please add: | ITR-E-53A Entec - Electrical Earthing
Tier 5: WPMEB--E12; Tier 6: 70mm2 1C Cu PVC EARTH | please add: | ITR-E-53A Entec - Electrical Earthing
Tier 4: Cable Support; Tier 5: ITR-E-04A Entec - Conduit, Unistrut, Cable laddeer installation; Tier 6: Above and Below ground |  | ITR-E-04A Entec - Conduit, Unistrut, Cable laddeer installation
|  | Cross country Pipeline | Earthing
Cadwelds
Tier 6: Cadweld #1 | please add: | Cadwelds
Tier 6: Cadweld #2 | please add: | Cadwelds
Tier 6: Cadweld #3 | please add: | Cadwelds
Tier 6: Cadweld #4 | please add: | Cadwelds
Tier 6: Cadweld #5 | please add: | Cadwelds
Tier 6: Cadweld #6 | please add: | Cadwelds
Tier 6: Cadweld #7 | please add: | Cadwelds
Tier 6: Cadweld #8 | please add: | Cadwelds
Tier 6: Cadweld #9 | please add: | Cadwelds
Tier 6: Cadweld #10 | please add: | Cadwelds
Tier 6: Cadweld #11 | please add: | Cadwelds
Tier 6: Cadweld #12 | please add: | Cadwelds
Tier 6: Cadweld #13 | please add: | Cadwelds
Tier 6: Cadweld #14 | please add: | Cadwelds
Tier 6: Cadweld #15 | please add: | Cadwelds
Tier 6: Cadweld #16 | please add: | Cadwelds
Tier 6: Cadweld #17 | please add: | Cadwelds
Tier 6: Cadweld #18 | please add: | Cadwelds
Tier 6: Cadweld #19 | please add: | Cadwelds
Tier 6: Cadweld #20 | please add: | Cadwelds
Tier 6: Cadweld #21 | please add: | Cadwelds
Tier 6: Cadweld #22 | please add: | Cadwelds
Tier 6: Cadweld #23 | please add: | Cadwelds
Tier 6: Cadweld #24 | please add: | Cadwelds
Tier 6: Cadweld #25 | please add: | Cadwelds
Tier 6: Cadweld #26 | please add: | Cadwelds
Tier 6: Cadweld #27 | please add: | Cadwelds
Tier 6: Cadweld #28 | please add: | Cadwelds
Tier 6: Cadweld #29 | please add: | Cadwelds
Tier 6: Cadweld #30 | please add: | Cadwelds
Tier 6: Cadweld #31 | please add: | Cadwelds
Tier 6: Cadweld #32 | please add: | Cadwelds
Tier 6: Cadweld #33 | please add: | Cadwelds
Tier 6: Cadweld #34 | please add: | Cadwelds
Tier 6: Cadweld #35 | please add: | Cadwelds
Tier 6: Cadweld #36 | please add: | Cadwelds
Tier 6: Cadweld #37 | please add: | Cadwelds
Tier 6: Cadweld #38 | please add: | Cadwelds
Tier 6: Cadweld #39 | please add: | Cadwelds
Tier 6: Cadweld #40 | please add: | Cadwelds
Tier 6: Cadweld #41 | please add: | Cadwelds
Tier 6: Cadweld #42 | please add: | Cadwelds
Tier 6: Cadweld #43 | please add: | Cadwelds
Tier 6: Cadweld #44 | please add: | Cadwelds
Tier 6: Cadweld #45 | please add: | Cadwelds
Tier 6: Cadweld #46 | please add: | Cadwelds
Tier 6: Cadweld #47 | please add: | Cadwelds
Tier 6: Cadweld #48 | please add: | Cadwelds
Tier 6: Cadweld #49 | please add: | Cadwelds
Tier 6: Cadweld #50 | please add: | Cadwelds
Tier 6: Cadweld #51 | please add: | Cadwelds
Tier 6: Cadweld #52 | please add: | Cadwelds
Tier 6: Cadweld #53 | please add: | Cadwelds
Tier 6: Cadweld #54 | please add: | Cadwelds
Tier 6: Cadweld #55 | please add: | Cadwelds
Tier 6: Cadweld #56 | please add: | Cadwelds
Tier 6: Cadweld #57 | please add: | Cadwelds
Tier 6: Cadweld #58 | please add: | Cadwelds
Tier 6: Cadweld #59 | please add: | Cadwelds
Tier 6: Cadweld #60 | please add: | Cadwelds
Tier 6: Cadweld #61 | please add: | Cadwelds
Tier 6: Cadweld #62 | please add: | Cadwelds
Tier 6: Cadweld #63 | please add: | Cadwelds
Tier 6: Cadweld #64 | please add: | Cadwelds
Tier 6: Cadweld #65 | please add: | Cadwelds
Tier 6: Cadweld #66 | please add: | Cadwelds
Tier 6: Cadweld #67 | please add: | Cadwelds
Tier 6: Cadweld #68 | please add: | Cadwelds
Tier 6: Cadweld #69 | please add: | Cadwelds
Tier 6: Cadweld #70 | please add: | Cadwelds
Tier 6: Cadweld #71 | please add: | Cadwelds
Tier 6: Cadweld #72 | please add: | Cadwelds
Tier 6: Cadweld #73 | please add: | Cadwelds
Tier 6: Cadweld #74 | please add: | Cadwelds
Tier 6: Cadweld #75 | please add: | Cadwelds
Tier 6: Cadweld #76 | please add: | Cadwelds
Tier 6: Cadweld #77 | please add: | Cadwelds
Tier 6: Cadweld #78 | please add: | Cadwelds
Tier 6: Cadweld #79 | please add: | Cadwelds
Tier 6: Cadweld #80 | please add: | Cadwelds
Tier 6: Cadweld #81 | please add: | Cadwelds
Tier 6: Cadweld #82 | please add: | Cadwelds
Tier 6: Cadweld #83 | please add: | Cadwelds
Tier 6: Cadweld #84 | please add: | Cadwelds
Tier 6: Cadweld #85 | please add: | Cadwelds
Tier 6: Cadweld #86 | please add: | Cadwelds
Tier 6: Cadweld #87 | please add: | Cadwelds
Tier 6: Cadweld #88 | please add: | Cadwelds
Tier 6: Cadweld #89 | please add: | Cadwelds
Tier 6: Cadweld #90 | please add: | Cadwelds
Tier 6: Cadweld #91 | please add: | Cadwelds
Tier 6: Cadweld #92 | please add: | Cadwelds
Tier 6: Cadweld #93 | please add: | Cadwelds
Tier 6: Cadweld #94 | please add: | Cadwelds
Tier 6: Cadweld #95 | please add: | Cadwelds
Tier 6: Cadweld #96 | please add: | Cadwelds
Tier 6: Cadweld #97 | please add: | Cadwelds
Tier 6: Cadweld #98 | please add: | Cadwelds
Tier 6: Cadweld #99 | please add: | Cadwelds
Tier 6: Cadweld #100 | please add: | Cadwelds
Inground Earthing
|  | SGW Pumping Station | Earthing
Earth Pegs
Tier 6: Earth Peg #1 | please add: | Earth Pegs
Tier 6: Earth Peg #2 | please add: | Earth Pegs
Tier 6: Earth Peg #3 | please add: | Earth Pegs
Tier 6: Earth Peg #4 | please add: | Earth Pegs
Cadwelds
Tier 6: Cadweld #1 | please add: | Cadwelds
Tier 6: Cadweld #2 | please add: | Cadwelds
Tier 6: Cadweld #3 | please add: | Cadwelds
Tier 6: Cadweld #4 | please add: | Cadwelds
Tier 6: Cadweld #5 | please add: | Cadwelds
Tier 6: Cadweld #6 | please add: | Cadwelds
Tier 6: Cadweld #7 | please add: | Cadwelds
Tier 6: Cadweld #8 | please add: | Cadwelds
Tier 6: Cadweld #9 | please add: | Cadwelds
Tier 6: Cadweld #10 | please add: | Cadwelds
Tier 6: Cadweld #11 | please add: | Cadwelds
Tier 6: Cadweld #12 | please add: | Cadwelds
Tier 6: Cadweld #13 | please add: | Cadwelds
Tier 6: Cadweld #14 | please add: | Cadwelds
Tier 6: Cadweld #15 | please add: | Cadwelds
Tier 6: Cadweld #16 | please add: | Cadwelds
Tier 6: Cadweld #17 | please add: | Cadwelds
Tier 6: Cadweld #18 | please add: | Cadwelds
Tier 6: Cadweld #19 | please add: | Cadwelds
Tier 6: Cadweld #20 | please add: | Cadwelds
Tier 6: Cadweld #21 | please add: | Cadwelds
Tier 6: Cadweld #22 | please add: | Cadwelds
Tier 6: Cadweld #23 | please add: | Cadwelds
Tier 6: Cadweld #24 | please add: | Cadwelds
Tier 6: Cadweld #25 | please add: | Cadwelds
Tier 6: Cadweld #26 | please add: | Cadwelds
Tier 6: Cadweld #27 | please add: | Cadwelds
Tier 6: Cadweld #28 | please add: | Cadwelds
Tier 6: Cadweld #29 | please add: | Cadwelds
Tier 6: Cadweld #30 | please add: | Cadwelds
Tier 6: Cadweld #31 | please add: | Cadwelds
Tier 6: Cadweld #32 | please add: | Cadwelds
Tier 6: Cadweld #33 | please add: | Cadwelds
Tier 6: Cadweld #34 | please add: | Cadwelds
Tier 6: Cadweld #35 | please add: | Cadwelds
Tier 6: Cadweld #36 | please add: | Cadwelds
Tier 6: Cadweld #37 | please add: | Cadwelds
Tier 6: Cadweld #38 | please add: | Cadwelds
Tier 6: Cadweld #39 | please add: | Cadwelds
Tier 6: Cadweld #40 | please add: | Cadwelds
Tier 6: Cadweld #41 | please add: | Cadwelds
Tier 6: Cadweld #42 | please add: | Cadwelds
Tier 6: Cadweld #43 | please add: | Cadwelds
Tier 6: Cadweld #44 | please add: | Cadwelds
Tier 6: Cadweld #45 | please add: | Cadwelds
Tier 6: Cadweld #46 | please add: | Cadwelds
Tier 6: Cadweld #47 | please add: | Cadwelds
Tier 6: Cadweld #48 | please add: | Cadwelds
Tier 6: Cadweld #49 | please add: | Cadwelds
Tier 6: Cadweld #50 | please add: | Cadwelds
Tier 6: Cadweld #51 | please add: | Cadwelds
Tier 6: Cadweld #52 | please add: | Cadwelds
Tier 6: Cadweld #53 | please add: | Cadwelds
Tier 6: Cadweld #54 | please add: | Cadwelds
Tier 6: Cadweld #55 | please add: | Cadwelds
Tier 6: Cadweld #56 | please add: | Cadwelds
Tier 6: Cadweld #57 | please add: | Cadwelds
Tier 6: Cadweld #58 | please add: | Cadwelds
Tier 6: Cadweld #59 | please add: | Cadwelds
Tier 6: Cadweld #60 | please add: | Cadwelds
|  | Separation Plant | Earthing
Earth Pegs
Tier 6: Earth Peg #1 | please add: | Earth Pegs
Tier 6: Earth Peg #2 | please add: | Earth Pegs
Tier 6: Earth Peg #3 | please add: | Earth Pegs
Tier 6: Earth Peg #4 | please add: | Earth Pegs
Cadwelds
Tier 6: Cadweld #1 | please add: | Cadwelds
Tier 6: Cadweld #2 | please add: | Cadwelds
Tier 6: Cadweld #3 | please add: | Cadwelds
Tier 6: Cadweld #4 | please add: | Cadwelds
Tier 6: Cadweld #5 | please add: | Cadwelds
Tier 6: Cadweld #6 | please add: | Cadwelds
Tier 6: Cadweld #7 | please add: | Cadwelds
Tier 6: Cadweld #8 | please add: | Cadwelds
Tier 6: Cadweld #9 | please add: | Cadwelds
Tier 6: Cadweld #10 | please add: | Cadwelds
Tier 6: Cadweld #11 | please add: | Cadwelds
Tier 6: Cadweld #12 | please add: | Cadwelds
Tier 6: Cadweld #13 | please add: | Cadwelds
Tier 6: Cadweld #14 | please add: | Cadwelds
Tier 6: Cadweld #15 | please add: | Cadwelds
Tier 6: Cadweld #16 | please add: | Cadwelds
Tier 6: Cadweld #17 | please add: | Cadwelds
Tier 6: Cadweld #18 | please add: | Cadwelds
Tier 6: Cadweld #19 | please add: | Cadwelds
Tier 6: Cadweld #20 | please add: | Cadwelds
Tier 6: Cadweld #21 | please add: | Cadwelds
Tier 6: Cadweld #22 | please add: | Cadwelds
Tier 6: Cadweld #23 | please add: | Cadwelds
Tier 6: Cadweld #24 | please add: | Cadwelds
Tier 6: Cadweld #25 | please add: | Cadwelds
Tier 6: Cadweld #26 | please add: | Cadwelds
Tier 6: Cadweld #27 | please add: | Cadwelds
Tier 6: Cadweld #28 | please add: | Cadwelds
Tier 6: Cadweld #29 | please add: | Cadwelds
Tier 6: Cadweld #30 | please add: | Cadwelds
Tier 6: Cadweld #31 | please add: | Cadwelds
Tier 6: Cadweld #32 | please add: | Cadwelds
Tier 6: Cadweld #33 | please add: | Cadwelds
Tier 6: Cadweld #34 | please add: | Cadwelds
Tier 6: Cadweld #35 | please add: | Cadwelds
Tier 6: Cadweld #36 | please add: | Cadwelds
Tier 6: Cadweld #37 | please add: | Cadwelds
Tier 6: Cadweld #38 | please add: | Cadwelds
Tier 6: Cadweld #39 | please add: | Cadwelds
Tier 6: Cadweld #40 | please add: | Cadwelds
|  | Vent Station Area | Earthing
Cadwelds
Tier 6: Cadweld #1 | please add: | Cadwelds
Tier 6: Cadweld #2 | please add: | Cadwelds
Tier 6: Cadweld #3 | please add: | Cadwelds
Tier 6: Cadweld #4 | please add: | Cadwelds
Tier 6: Cadweld #5 | please add: | Cadwelds
Tier 6: Cadweld #6 | please add: | Cadwelds
Tier 6: Cadweld #7 | please add: | Cadwelds
Tier 6: Cadweld #8 | please add: | Cadwelds
Tier 6: Cadweld #9 | please add: | Cadwelds
Tier 6: Cadweld #10 | please add: | Cadwelds
Tier 6: Cadweld #11 | please add: | Cadwelds
Tier 6: Cadweld #12 | please add: | Cadwelds
Tier 6: Cadweld #13 | please add: | Cadwelds
Tier 6: Cadweld #14 | please add: | Cadwelds
Tier 6: Cadweld #15 | please add: | Cadwelds
Tier 6: Cadweld #16 | please add: | Cadwelds
Tier 6: Cadweld #17 | please add: | Cadwelds
Tier 6: Cadweld #18 | please add: | Cadwelds
Tier 6: Cadweld #19 | please add: | Cadwelds
Tier 6: Cadweld #20 | please add: | Cadwelds
Tier 6: Cadweld #21 | please add: | Cadwelds
Tier 6: Cadweld #22 | please add: | Cadwelds
Tier 6: Cadweld #23 | please add: | Cadwelds
Tier 6: Cadweld #24 | please add: | Cadwelds
Tier 6: Cadweld #25 | please add: | Cadwelds
Tier 6: Cadweld #26 | please add: | Cadwelds
Tier 6: Cadweld #27 | please add: | Cadwelds
Tier 6: Cadweld #28 | please add: | Cadwelds
Tier 6: Cadweld #29 | please add: | Cadwelds
Tier 6: Cadweld #30 | please add: | Cadwelds
Tier 6: Cadweld #31 | please add: | Cadwelds
Tier 6: Cadweld #32 | please add: | Cadwelds
Tier 6: Cadweld #33 | please add: | Cadwelds
Tier 6: Cadweld #34 | please add: | Cadwelds
Tier 6: Cadweld #35 | please add: | Cadwelds
Tier 6: Cadweld #36 | please add: | Cadwelds
Tier 6: Cadweld #37 | please add: | Cadwelds
Tier 6: Cadweld #38 | please add: | Cadwelds
Tier 6: Cadweld #39 | please add: | Cadwelds
Tier 6: Cadweld #40 | please add: | Cadwelds
Tier 6: Cadweld #41 | please add: | Cadwelds
Tier 6: Cadweld #42 | please add: | Cadwelds
Tier 6: Cadweld #43 | please add: | Cadwelds
Tier 6: Cadweld #44 | please add: | Cadwelds
Tier 6: Cadweld #45 | please add: | Cadwelds
Tier 6: Cadweld #46 | please add: | Cadwelds
Tier 6: Cadweld #47 | please add: | Cadwelds
Tier 6: Cadweld #48 | please add: | Cadwelds
Tier 6: Cadweld #49 | please add: | Cadwelds
Tier 6: Cadweld #50 | please add: | Cadwelds
Tier 6: Cadweld #51 | please add: | Cadwelds
Tier 6: Cadweld #52 | please add: | Cadwelds
Tier 6: Cadweld #53 | please add: | Cadwelds
Tier 6: Cadweld #54 | please add: | Cadwelds
Tier 6: Cadweld #55 | please add: | Cadwelds
Tier 6: Cadweld #56 | please add: | Cadwelds
Tier 6: Cadweld #57 | please add: | Cadwelds
Tier 6: Cadweld #58 | please add: | Cadwelds
Tier 6: Cadweld #59 | please add: | Cadwelds
Tier 6: Cadweld #60 | please add: | Cadwelds
|  | Steamfield | Earthing
Cadwelds
Tier 6: Cadweld #1 | please add: | Cadwelds
Tier 6: Cadweld #2 | please add: | Cadwelds
Tier 6: Cadweld #3 | please add: | Cadwelds
Tier 6: Cadweld #4 | please add: | Cadwelds
Tier 6: Cadweld #5 | please add: | Cadwelds
Tier 6: Cadweld #6 | please add: | Cadwelds
Tier 6: Cadweld #7 | please add: | Cadwelds
Tier 6: Cadweld #8 | please add: | Cadwelds
Tier 6: Cadweld #9 | please add: | Cadwelds
Tier 6: Cadweld #10 | please add: | Cadwelds
Tier 6: Cadweld #11 | please add: | Cadwelds
Tier 6: Cadweld #12 | please add: | Cadwelds
Tier 6: Cadweld #13 | please add: | Cadwelds
Tier 6: Cadweld #14 | please add: | Cadwelds
Tier 6: Cadweld #15 | please add: | Cadwelds
Tier 6: Cadweld #16 | please add: | Cadwelds
Tier 6: Cadweld #17 | please add: | Cadwelds
Tier 6: Cadweld #18 | please add: | Cadwelds
Tier 6: Cadweld #19 | please add: | Cadwelds
Tier 6: Cadweld #20 | please add: | Cadwelds
Tier 6: Cadweld #21 | please add: | Cadwelds
Tier 6: Cadweld #22 | please add: | Cadwelds
Tier 6: Cadweld #23 | please add: | Cadwelds
Tier 6: Cadweld #24 | please add: | Cadwelds
Tier 6: Cadweld #25 | please add: | Cadwelds
Tier 6: Cadweld #26 | please add: | Cadwelds
Tier 6: Cadweld #27 | please add: | Cadwelds
Tier 6: Cadweld #28 | please add: | Cadwelds
Tier 6: Cadweld #29 | please add: | Cadwelds
Tier 6: Cadweld #30 | please add: | Cadwelds
Tier 6: Cadweld #31 | please add: | Cadwelds
Tier 6: Cadweld #32 | please add: | Cadwelds
Tier 6: Cadweld #33 | please add: | Cadwelds
Tier 6: Cadweld #34 | please add: | Cadwelds
Tier 6: Cadweld #35 | please add: | Cadwelds
Tier 6: Cadweld #36 | please add: | Cadwelds
Tier 6: Cadweld #37 | please add: | Cadwelds
Tier 6: Cadweld #38 | please add: | Cadwelds
Tier 6: Cadweld #39 | please add: | Cadwelds
Tier 6: Cadweld #40 | please add: | Cadwelds
Tier 6: Cadweld #41 | please add: | Cadwelds
Tier 6: Cadweld #42 | please add: | Cadwelds
Tier 6: Cadweld #43 | please add: | Cadwelds
Tier 6: Cadweld #44 | please add: | Cadwelds
Tier 6: Cadweld #45 | please add: | Cadwelds
Tier 6: Cadweld #46 | please add: | Cadwelds
Tier 6: Cadweld #47 | please add: | Cadwelds
Tier 6: Cadweld #48 | please add: | Cadwelds
Tier 6: Cadweld #49 | please add: | Cadwelds
Tier 6: Cadweld #50 | please add: | Cadwelds
Tier 6: Cadweld #51 | please add: | Cadwelds
Tier 6: Cadweld #52 | please add: | Cadwelds
Tier 6: Cadweld #53 | please add: | Cadwelds
Tier 6: Cadweld #54 | please add: | Cadwelds
Tier 6: Cadweld #55 | please add: | Cadwelds
Tier 6: Cadweld #56 | please add: | Cadwelds
Tier 6: Cadweld #57 | please add: | Cadwelds
Tier 6: Cadweld #58 | please add: | Cadwelds
Tier 6: Cadweld #59 | please add: | Cadwelds
Tier 6: Cadweld #60 | please add: | Cadwelds
Tier 6: Cadweld #61 | please add: | Cadwelds
Tier 6: Cadweld #62 | please add: | Cadwelds
Tier 6: Cadweld #63 | please add: | Cadwelds
Tier 6: Cadweld #64 | please add: | Cadwelds
Tier 6: Cadweld #65 | please add: | Cadwelds
Tier 6: Cadweld #66 | please add: | Cadwelds
Tier 6: Cadweld #67 | please add: | Cadwelds
Tier 6: Cadweld #68 | please add: | Cadwelds
Tier 6: Cadweld #69 | please add: | Cadwelds
Tier 6: Cadweld #70 | please add: | Cadwelds
Tier 6: Cadweld #71 | please add: | Cadwelds
Tier 6: Cadweld #72 | please add: | Cadwelds
Tier 6: Cadweld #73 | please add: | Cadwelds
Tier 6: Cadweld #74 | please add: | Cadwelds
Tier 6: Cadweld #75 | please add: | Cadwelds
Tier 6: Cadweld #76 | please add: | Cadwelds
Tier 6: Cadweld #77 | please add: | Cadwelds
Tier 6: Cadweld #78 | please add: | Cadwelds
Tier 6: Cadweld #79 | please add: | Cadwelds
Tier 6: Cadweld #80 | please add: | Cadwelds
Tier 6: Cadweld #81 | please add: | Cadwelds
Tier 6: Cadweld #82 | please add: | Cadwelds
Tier 6: Cadweld #83 | please add: | Cadwelds
Tier 6: Cadweld #84 | please add: | Cadwelds
Tier 6: Cadweld #85 | please add: | Cadwelds
Tier 6: Cadweld #86 | please add: | Cadwelds
Tier 6: Cadweld #87 | please add: | Cadwelds
Tier 6: Cadweld #88 | please add: | Cadwelds
Tier 6: Cadweld #89 | please add: | Cadwelds
Tier 6: Cadweld #90 | please add: | Cadwelds
Tier 6: Cadweld #91 | please add: | Cadwelds
Tier 6: Cadweld #92 | please add: | Cadwelds
Tier 6: Cadweld #93 | please add: | Cadwelds
Tier 6: Cadweld #94 | please add: | Cadwelds
Tier 6: Cadweld #95 | please add: | Cadwelds
Tier 6: Cadweld #96 | please add: | Cadwelds
Tier 6: Cadweld #97 | please add: | Cadwelds
Tier 6: Cadweld #98 | please add: | Cadwelds
Tier 6: Cadweld #99 | please add: | Cadwelds
Tier 6: Cadweld #100 | please add: | Cadwelds
|  | Fencing & Gates | Earthing
Cadwelds
Tier 6: Cadweld #1 to #190 |  | Cadwelds
Fence Bonds
Tier 6: Fence bond #1 to #150 |  | ITR-E-53A Entec - Electrical Earthing
Gate Bond
Tier 6: Gate Bond #1 to #8 |  | ITR-E-53A Entec - Electrical Earthing

## Checklists
Type | Name | Values | Prefix | Postfix
checklist-flat | Earth Pegs
checkpoint | Mold type identified
dropdown | Select mold type: | GT 50mm SQ to 16mm S/S vertical rod, XBQ - 50mm SQ to 50mm SQ crossover, TA 50mm SQ Horizontal Tee, XA 185mm N/C run to 185mm N/C4 120mm, T.A. 185mm N/C run to 50mm Horizontal Tee, X.A. 185mm N/C run to 185mm N/C Tap, X.A 185mm N/C # 50mm run to 185mm N/C # 50mm Tap, T.A 185mm N/C Run to 120mm N/C Horizontal Tee, T.A. 185mm N/C Horizontal Tee
checkpoint | Cadweld Visual test
note | Please attach photo
checkpoint | Cadweld Ductor test
textbox | Result:
note | Please attach photo
checkpoint | Continuity test [Peg to Earth Bar]
textbox | Result:
checkpoint | 3 Wire Earth test
textbox | Result:
note | Pass if <1 ohm
checklist-flat | Cadwelds
checkpoint | Mold type, # and cable size identified
dropdown | Select mold type: | GT 50mm SQ to 16mm S/S vertical rod, XBQ - 50mm SQ to 50mm SQ crossover, TA 50mm SQ Horizontal Tee, XA 185mm N/C run to 185mm N/C4 120mm, T.A. 185mm N/C run to 50mm Horizontal Tee, X.A. 185mm N/C run to 185mm N/C Tap, X.A 185mm N/C # 50mm run to 185mm N/C # 50mm Tap, T.A 185mm N/C Run to 120mm N/C Horizontal Tee, T.A. 185mm N/C Horizontal Tee
dropdown | Select mold # | GTC-312C, XBQ-2C2C, TAC-2C2C, ZC-11159Z, TAC-3D2C, XAC-3D3D, ZC-11160Z, TAC-3D2V, TAC-3D3D
dropdown | Select cable size | 50mm to 16mm Earth Rod, 50mm to 50mm Tee, 50mm to 50mm Cross, 185mm to 185mm Tee, 185mm to 120mm Tee, 185mm to 120mm Cross, 185mm to 185mm Cross, 185mm to 50mm to 50mm Cross, 50mm to 70mm, 50mm to 50mm flex Tee Tee
checkpoint | Cadweld Visual test
note | Please attach photo
checkpoint | Cadweld Ductor test
textbox | Result :
note | Pass if <50 micro ohms
note | Please attach photo
checkpoint | Cadweld wrapped in 3M SCOTCH 23 RUBBER, 3M TEMFLEX 1500 GREEN TAPE
note | Please attach photo
checkpoint | GPS coordinates taken
textbox | Notes:
checklist-flat | Cable Pre-installation
checkpoint | Cable Pre-Installation
tickbox | Check cable details are correct and in accordance with cable schedule.
tickbox | Cable has been tested for insulation resistance and is safe to install
tickbox | Sufficient rollers in place to prevent excessive cable rubbing, (if applicable).
tickbox | If using winch - ensure it is being used in accordance with Entec Winch SOP 2023-03
tickbox | In all cases, ensure the cable minimum bending radius is not exceeded.
tickbox | Check cable installed undamaged & cable ends are sealed to prevent the ingress of moisture.
tickbox | Cable ties, clamps, cleats etc. are of suitable type and spacing as per the requirements.
tickbox | Segregation from other electrical systems, pipes or structures has been by separation, barriers, or distance (a minimum of 300mm).
checklist | ITR-CL-1-114 - UPS Installation
checkpoint -MANDATORY PHOTO | UPS Installation
tickbox | Check equipment and nameplate details are correct and in accordance with the data sheet and Equipment Schedule.
tickbox | Check for mechanical damage.
tickbox | Panel IP rating is correct.
tickbox | Holding down arrangement and seat alignment correct.
tickbox | Panels aligned correctly.
tickbox | External bonding correct
tickbox | Phase identification correct.
tickbox | Instrument, indication lamps & interlocks correct.
tickbox | Main switches, contactors, fuses etc. sized & identified correctly as per Single Line Drawings.
tickbox | Check Main Isolator and Bypass switch operation
tickbox | COM Interface & Mod Link.
tickbox | Padlocking facilities correct.
tickbox | Check internals for cleanliness.
tickbox | Check manual operation of selector switch, MCB, push button, etc.
tickbox | Incoming cable correctly installed, terminated & supported.
tickbox | All internal cabling & wiring neat, correct & tight. Unused cable entries sealed.
tickbox | Drawings marked up with relevant changes and As-builts complete.
checkpoint | Test results
textbox | Earth Continuity, Insulation Resistance, Temperature, Phase Rotation, Polarity.
checklist-flat | ITR-CL-1-100 General Electrical Equipment Install
checkpoint - Mandatory photo | Electrical Equipment Install
tickbox | Check equipment and nameplate details are correct and in accordance with the data sheet and Equipment Schedule.
Check all external cabling and internal wiring is correctly installed and labelled.
tickbox | Fixings are the correct type and maintain IP rating of equipment. Spare entries have been plugged with correctly certified plug.
tickbox | Installed undamaged
tickbox | All relevant drawings marked “As-Built”.
checkpoint | Test results
textbox | Earth Continuity, Earth Bond, Insulation Resistance, Phase Rotation, Polarity, Fault loop Z
checklist | ITR-CL-1-115 Lightning Protection
checkpoint - Mandatory photo | Lightning Protection Earthing system
tickbox | All checks done in accordance with Client specification, drawings and AS/NZS 1768:2007
textbox | Lightning conductor is 2 metres or more above the entire protected area
tickbox | Check the materials and equipment used for the down conductors are suitable
tickbox | Check the down conductors are routed, located and electrically bonded as required
tickbox | Check all installed components are firmly secured
tickbox | Check the method of protection against electric shock, including the measurement of distances
tickbox | Check earth termination systems are interconnected
tickbox | Check isolating and switching devices correctly located
tickbox | Check warning signs and diagrams are installed
tickbox | Check accessibility for operation and maintenance
checkpoint | Test Results
textbox | Resistance of all connections at the location of the connection. (The resistance of each connection shall not exceed 0.05 Ohm) |  |  | Ohm
textbox | Earth termination system resistance is correct and record value |  |  | Ohm
textbox | Record the insulation resistance of the electrical installation |  |  | MegaOhm
textbox | Continuity of the main and supplementary equipotential bonding: |  |  | Ohm
checklist | ITR-E-11A Entec - Electrical Equipment Switch Room
checkpoint - Mandatory photo | Electrical Switchroom
tickbox | Ensure all equipment is installed in accordance with layout drawings and equipment schedule.
tickbox | Ensure all equipment is installed as per manufacturers instructions.
tickbox | Ensure there is no visible damage to installed equipment.
tickbox | Confirm equipment panel has adequate air ventilation, as appropriate to its internal heat generation.
tickbox | Confirm any slide-in cards / modules are firmly fitted to the equipment panel and properly identified.
tickbox | Check equipment panel external earthing connections are securely fitted to and properly terminated on the cabinet protective earth bar.
tickbox | Where fitted, check instrument earth connections are securely fitted and properly terminated on the cabinet instrument earth bar.
tickbox | Ensure any AC power connection(s) is securely fitted / identified different power sources and potentials and cabled to the appropriate Power Distribution Panel circuit breaker(s).
tickbox | Check sealing of all cable penetration (where applicable).
tickbox | Ensure all signal cables, including any RF coaxial cables, are correctly identified, and securely fitted to the equipment panel.
tickbox | Where fitted ensure panel sliding rails are operating smoothly and without risk of damage to external cables and connectors. Check alignment of false floor after panel installation (where applicable).
tickbox | Confirm panel is readily accessible for inspection and maintenance.
tickbox | Equipment IP, Ex ratings correct. Check tightness for all circuit connections
tickbox | All internal cables and wiring is correctly numbered, colour coded and terminated
tickbox | Check internals for cleanliness
tickbox | Relays Metering and Protection ratings are correct as per design
tickbox | As-builts complete
checklist | ITR-E-12A Entec - Distribution Board Installation
checkpoint - Mandatory photo | Distribution Board Installation
tickbox | Inspect for mechanical damage from freight and handling
tickbox | Check tag number is in accordance with Electrical Equipment List, Document No. and nameplate details correct.
tickbox | Check type, size and number of breakers is correct as per drawings
tickbox | Ensure there is no visible damage to the equipment and all meters, LED indicators, switches and fittings are in good order.
tickbox | Confirm main isolator operates with associated switches and auxiliaries
tickbox | Check equipment panel external and internal earthing connections are securely fitted and properly terminated on the cabinet protective earth bar.
tickbox | Check DB, sub circuits, DB Legend and internal cables correctly labelled. As Built drawings complete
tickbox | Check sealing of all cable penetration (where applicable).
tickbox | Active, Neutral and Earth bar properly identified and labelled
tickbox | Confirm panel is readily accessible for inspection and maintenance.
checkpoint | Test Results
textbox | Insulation Resistance (Eg. P-P, P-N, P-E, N-E) |  |  | MegaOhms
textbox | Earth Continuity |  |  | Ohms
textbox | Earth Bond |  |  | Ohms
textbox | Fault Loop Impedance, PSSC.
textbox | RCD Test results (1/2x I, 1x I, 5x I)
textbox | Voltage and Phase Rotation
checklist-flat | ITR-I-21A Entec - Instrument Cables
checkpoint | Instrument Cables
tickbox | Check for correct labelling of cable in both ends. Cable Type as per Cable Schedule.
tickbox | Dressing / Clearing Check of Internal Connection Parts
tickbox | Cable Mechanically protected
tickbox | Terminations as per wiring diagram
tickbox | Glanding / Locknuts correct
tickbox | Bending radius satisfactory
tickbox | Earthing in accordance with specification
tickbox | Spare cores and screen correctly made off / terminated as per wiring diagram
checkpoint | Test Results
textbox | Insulation Resistance (Core - Core, Core to Earth) |  |  | MegaOhms
textbox | Earth Continuity |  |  | Ohms
checklist | ITR-CL-1-111 Electrical earthing
Checkpoint | Electrical earthing system installation
tickbox | Confirm earth grid layout, earth conductors/connections and number of earth electrodes is in accordance with drawings, drawings as-built
tickbox | Ensure that all metal work is earthed as required.
tickbox | Check welding of earth bosses and associated surface finish.
tickbox | Ensure that earth cables/conductors/electrodes have adequate mechanical protection i.e. conduits, tobys, kick-plates etc at points of high exposure.
tickbox | Ensure that brazing or welding of all joints has been completed correctly.
tickbox | Ensure that adequate corrosion and weather protection has been installed around all connections, joints, lugs, cad (thermal) welds and earth bosses
tickbox | All earth bosses and studs tight and fitted with shake proof washers and coated with protective coating.
tickbox | Check cable terminations/joints to ensure that all lugs/barrels have been crimped correctly.
tickbox | Check that all bi-metal connections have been performed correctly to manufacturer’s requirements.
tickbox | Ensure that the earth cables to the main earth electrodes are terminated at each end of the main earth bar.
tickbox | Ensure that earth cable identification markings are in place.
tickbox | Ensure that earth connections are not multi-coiled or ‘pig-tailed’ but are terminated as straight as possible.
tickbox | Check earth bar fixings, mounting points and terminations are tight and secure and conform to project specification (if applicable)
checkpoint | Test Results
textbox | Earth continuity test results (Earth bar to Electrode, Grid, etc - please specify)
textbox | 3-Wire earth test results (If applicable).
textbox | Earth grid test results (if applicable). (HV earth grid, LV earth grid, combined earth grids)
checklist-flat | ITR-I-25A Entec - Instrument Installation
checkpoint - Mandatory photo | Instrument Installation
tickbox | Check Instrument is labelled, nameplate details are correct in accordance with the instrument index/datasheet.
tickbox | Instrument is suitably rated for area. (Ex Rating, IP Rating)
tickbox | Instrument is undamaged, correctly mounted, orientation correct, elevation correct and free from vibration.
tickbox | Instrument is accessible for maintenance and clear of obstruction and debris.
tickbox | Vent lines are directed into a safe area.
tickbox | Cable/s glanded and installed correctly, IP washers fitted, cable label installed.
tickbox | Impulse, hydraulic, pneumatics, lines, air headers, correctly installed and supported.
tickbox | Spare entries plugged correctly, using certified plug.
tickbox | Instrument earthed in accordance with project specification.
checklist-flat | ITR-E-22A Entec - Low Voltage Cable
checkpoint | Low Voltage Cable
tickbox | Verify cable type, size, colour code and tags are in accordance with the Cable Schedule.
tickbox | Check dressing / cleating, cable undamaged
tickbox | Check cable cores correctly identified and labelled.
tickbox | Cable terminated with correct lugs and crimped with the correct die.
tickbox | Check Armour / Screen correctly made off.
tickbox | Check armour continuity / earthing is maintained by the correct use of serrated washers and / or earth tags (if applicable)
tickbox | Glanding / Locknuts correctly installed.
textbox | Gland type - from: |  | Haz. Area Rating
textbox | Haz. Area Cert Details.
textbox | Gland type - to: |  | Haz. Area Rating
textbox | Haz. Area Cert Details.
checkpoint | Test Results
tickbox | Polarity correct
textbox | Insulation Resistance (P-P, P-N, P-E, N-E) |  |  | MegaOhms
textbox | Earth Continuity |  |  | Ohms
checklist-flat | ITR-I-44A Entec - Fibre Optic Cable
checkpoint | Fibre Optic Cable
tickbox | Verify cable type, size, colour code and tag is in accordance with the Cable Schedule.
tickbox | Check cable optical fibre loss and record data in the attached report.
tickbox | Check fibres correctly identified and labelled.
tickbox | Check fibres correctly terminated and secure.
tickbox | Upload Contractor OTDR report
checklist-flat | ITR-E-12B Entec - Schedule of test results DB
checkpoint | Upload completed ITR scans
checklist-flat | ITR-E-17A Entec - Electrical Cable LV Power and control cable test record
checkpoint | Upload completed ITR scans
checklist-flat | ITR-CL-1-106 - Junction Box
checkpoint | Junction Box
tickbox | Check Equipment and Nameplate details are correct in accordance with the data sheet and equipment schedule
tickbox | Check mechanical damage
tickbox | Earthing installed correctly and as per drawing
tickbox | All internal cabling and wiring correct, (including segregation between ELV and LV, IS and Non IS circuits if applicable)
tickbox | Incoming cables glanded correctly, empty holes plugged using correct plug for area classification to maintain IP rating
tickbox | Check all Cables & Cores are correctly identified
tickbox | Check internals for cleanliness
tickbox | Check manual operation of selector switch, MCB, push button, etc
tickbox | Check MCB/Fuse ratings (If applicable)
textbox | Record earth bar resistance to earth bond
checklist-flat | Test Equipment Details:
checkpoint - No status | Details
textbox | Make
textbox | Model
textbox | Serial No
textbox | Calibration Expiry Date
checklist-flat | Record of inspection
checkpoint | Please upload Record of Inspection here when complete (ROI)
checklist-flat | Certificate of compliance
checkpoint | Please upload Certificate of Compliance here when complete (COC)
checklist-flat | Instrument Calibration - Pre-Install
checkpoint | Calibration Certificate Details
textbox | Certificate No:
textbox | Customer:
textbox | Customer Address:
textbox | Instrument Location/Plant:
textbox | Instrument Range/Units:
textbox | Instrument Loop ID:
textbox | Date of Calibration:
textbox | Calibration Expiry:
checkpoint | Calibration Results
note | 4.00 mA
textbox | As Read: |  |  | mA
textbox | Correction: |  |  | mA
textbox | Notes:
note | 8.00 mA
textbox | As Read: |  |  | mA
textbox | Correction: |  |  | mA
textbox | Notes:
note | 12.00 mA
textbox | As Read: |  |  | mA
textbox | Correction: |  |  | mA
textbox | Notes:
note | 16.00 mA
textbox | As Read: |  |  | mA
textbox | Correction: |  |  | mA
textbox | Notes:
note | 20.00 mA
textbox | As Read: |  |  | mA
textbox | Correction: |  |  | mA
textbox | Notes:
checkpoint | Certified Calibration Equipment Used
textbox | Equipment:
textbox | Serial No:
textbox | Certificate No:
textbox | Date Calibrated:
checkpoint | Additional Calibration Equipment Used
textbox | Equipment:
textbox | Serial No:
textbox | Certificate No:
textbox | Date Calibrated:
checkpoint | Additional Calibration Equipment Used
textbox | Equipment:
textbox | Serial No:
textbox | Certificate No:
textbox | Date Calibrated:
checkpoint | Calibration Staff
textbox | Tested by; |  |  | Instrument Technician
textbox | Checked by; |  |  | Quality Manager
note | All above results were compared with IANZ certified reference equipment that is traceable to national and international standards.
checklist | ITR-I-15B Entec - Field Instrument Installation
checkpoint - Mandatory photo | Field Instrument
textbox | Tag No.
textbox | Serial No.
tickbox | Area Classification correct
tickbox | Instrument is in correct location and orientation and is installed securely
tickbox | At least one complete working loop installed before each cable gland
tickbox | Cable loop bend radius correct
tickbox | Cable glands installed correctly, spare cable entries are plugged and sealed with correctly rated plugs
tickbox | Cable and wiring installed correctly, cable and cores labelled.
tickbox | Spare cores and screens terminated as per design drawing
tickbox | All terminations are tight, correct termination method used (Bootlace, lugs, spades)
tickbox | Insturment cable screens are only terminated at controller end
tickbox | Instrument earth bonding is correct and tested
tickbox | Fuse is correct rating and type specified on design drawings
tickbox | Instrument is ranged correctly, calibrated and documented
tickbox | Instrument loop check has been completed and documented
tickbox | Hook-up correct, tidy, secure and undamaged
tickbox | Vent ports/fittings are oriented to prevent water ingress
tickbox | Impulse lines and fittings leak check completed
tickbox | Instrument earth bond installed and tested
tickbox | Drawings marked up "as-built"
checkpoint-no-status | Signatures; Tested by, Approved by, Client Representative.
signoff | Signed
checklist-flat | Fence Bond
checkpoint | Continuity test from Fence to Bond cable
textbox | Results: |  |  | Pass if <0.5Ω
note | Upload photo of bond connection
checkpoint | Record location of fence bond
texbox | GPS coordinates N: E:

## Mold And Cable Info
Mold Number | GTC-312C | XBQ-2C2C | TAC-2C2C | ZC-11159Z | TAC-3D2C | XAC-3D3D | ZC-11160Z | TAC-3D2V | TAC-3D3D | ZC-11161Z | TAC.2G2C | ZC-11162Z | ZC-11163Z | GTC.312V | SSC.3D | XAC.3D2G | GTC.312G | NCR.312G | GTC.312G | NCR.312G | XAC.3D2V
Type | GT 50mm SQ to 16mm S/S vertical rod | XBQ - 50mm SQ to 50mm SQ crossover | TA 50mm SQ Horrizontal Tee | XA 185mm N/C run to 185mm N/C4 120mm | T.A. 185mm N/C run to 50mm Horizontal Tee | X.A. 185mm N/C run to 185mm N/C Tap | X.A 185mm N/C # 50mm run to 185mm N/C # 50mm Tap | T.A 185mm N/C Run to 120mm N/C Horizontal Tee | T.A. 185mm N/C Horizontal Tee | T.A 50mm conduit run to 50mm flex in B-133.2L.F Sleeve tap | T.A 70mm run to 50mm hoorizontal tee | T.A 70mm conduit run to 50mm flex in B1332LF | T.A Tinned bare 185mm run to 185mm flex in B.140A | GT 120mm N/C to 16mm vertical S/S Rod | SS 185mm N/C horizontal end splice | XA 185mm N/C run to 70mm TAP Cross | GT 70mm Run to 16mm SS rod | NC 70mm R x T on top of 16mm SS verticle rod | GT 70mm run to 16mm SS rod | NC 70mm R x T on top of 16mm SS vertical Rod | XA 185mm SQ N/S Run to 120mm SQ N/C TAP
Weldmetal | #90 Plus | #150 Plus | #90 Plus | #250 plus | #115 Plus | #300 Plus | #200 Plus | #200Plus | #200 plus | #90 plus | #90 plus | #115 plus | #200 Plus | #150 Plus | #150 Plus | #250 plus | #115 plus | #200 Plus | #115 Plus | #200 Plus | #250 plus
Cable size | 50mm to 16mm Earth Rod
50mm to 50mm Tee
50mm to 50mm Cross
185mm to 185mm Tee
185mm to 120mm Tee
185mm to 120mm Cross
185mm to 185mm Cross
185mm to 50mm to 50mm Cross
50mm to 70mm Tee
50mm to 50mm flex Tee
70mm to 50mm flex tee
185mm to 185mm flex tee
120mm to 16mm Earth Rod
185mm to 185mm inline join
185mm to 70mm cross