## P, C, D, CG, WP
Level | ROOM NUMBER | Partition | Ceiling | Door Frames | Corner Guards | Wall Protection
B8 | 250.11.241 | Y | Y | Y | Y | Y
B7 | 250.11.227 | Y | Y | Y | Y | Y
| 250.11.230 | Y | Y | Y | Y | Y
| 250.11.233 | Y | Y | Y | Y | Y
| 250.11.234 | Y | Y | Y | Y | Y
| 250.11.235 | Y | Y | Y | Y | Y
| 250.11.236 | Y | Y | Y | Y | Y
| 250.11.237 | Y | Y | Y | Y | Y
| 250.11.238 | Y | Y | Y | Y | Y
| 250.11.239 | Y | Y | Y | Y | Y
| 250.11.240 | Y | Y | Y | Y | Y
B6 - Platform centre level | 250.01.201 | Y | Y | Y | Y | Y
| 250.04.201a | Y | Y | Y | Y | Y
| 250.04.202a | Y | Y | Y | Y | Y
| 250.04.204a | Y | Y | Y | Y | Y
| 250.05.201a | Y | Y | Y | Y | Y
| 250.05.207 | Y | Y | Y | Y | Y
| 250.05.208 | Y | Y | Y | Y | Y
| 250.05.20 | Y | Y | Y | Y | Y
| 250.05.210 | Y | Y | Y | Y | Y
| 250.05.211 | Y | Y | Y | Y | Y
| 250.05.212a | Y | Y | Y | Y | Y
| 250.05.215 | Y | Y | Y | Y | Y
| 250.08.201 | Y | Y | Y | Y | Y
| 250.08.202 | Y | Y | Y | Y | Y
| 250.08.203 | Y | Y | Y | Y | Y
| 250.08.204 | Y | Y | Y | Y | Y
| 250.10.201 | Y | Y | Y | Y | Y
| 250.10.202 | Y | Y | Y | Y | Y
| 250.11.007 | Y | Y | Y | Y | Y
| 250.11.008 | Y | Y | Y | Y | Y
| 250.11.204 | Y | Y | Y | Y | Y
| 250.11.210 | Y | Y | Y | Y | Y
| 250.11.215 | Y | Y | Y | Y | Y
| 250.11.216 | Y | Y | Y | Y | Y
| 250.11.218a | Y | Y | Y | Y | Y
| 250.11.219a | Y | Y | Y | Y | Y
| 250.11.220 | Y | Y | Y | Y | Y
| 250.11.221 | Y | Y | Y | Y | Y
| 250.11.222 | Y | Y | Y | Y | Y
| 250.11.223 | Y | Y | Y | Y | Y
| 250.11.224 | Y | Y | Y | Y | Y
| 250.11.225a | Y | Y | Y | Y | Y
| 250.11.226a | Y | Y | Y | Y | Y
| 250.11.228a | Y | Y | Y | Y | Y
| 250.11.231 | Y | Y | Y | Y | Y
| 250.11.232 | Y | Y | Y | Y | Y
| 250.11.242 | Y | Y | Y | Y | Y
| 250.11.243 | Y | Y | Y | Y | Y
| 250.11.244 | Y | Y | Y | Y | Y
| 250.11.245 | Y | Y | Y | Y | Y
| 250.11.247 | Y | Y | Y | Y | Y
| 250.11.253 | Y | Y | Y | Y | Y
| 250.11.259 | Y | Y | Y | Y | Y
| 250.11.260 | Y | Y | Y | Y | Y
| 250.11.262 | Y | Y | Y | Y | Y
| 250.11.279a | Y | Y | Y | Y | Y
| 250.11.280 | Y | Y | Y | Y | Y
| 250.11.281 | Y | Y | Y | Y | Y
| 250.11.282 | Y | Y | Y | Y | Y
| 250.11.288 | Y | Y | Y | Y | Y
| 250.11.289 | Y | Y | Y | Y | Y
| 250.11.290 | Y | Y | Y | Y | Y
| 250.11.291 | Y | Y | Y | Y | Y
| 250.11.292 | Y | Y | Y | Y | Y
| 250.11.293 | Y | Y | Y | Y | Y
| 250.12.201 | Y | Y | Y | Y | Y
| 250.13.201 | Y | Y | Y | Y | Y
| 250.13.202 | Y | Y | Y | Y | Y
| 250.13.203 | Y | Y | Y | Y | Y
| 250.13.205 | Y | Y | Y | Y | Y
| 250.13.207 | Y | Y | Y | Y | Y
| 250.13.208 | Y | Y | Y | Y | Y
B5 | 250.05.201b | Y | Y | Y | Y | Y
| 250.05.212b | Y | Y | Y | Y | Y
| 250.11.005 | Y | Y | Y | Y | Y
| 250.11.006 | Y | Y | Y | Y | Y
| 250.11.201 | Y | Y | Y | Y | Y
| 250.11.202 | Y | Y | Y | Y | Y
| 250.11.205 | Y | Y | Y | Y | Y
| 250.11.206 | Y | Y | Y | Y | Y
| 250.11.207 | Y | Y | Y | Y | Y
| 250.11.208 | Y | Y | Y | Y | Y
| 250.11.209 | Y | Y | Y | Y | Y
| 250.11.211 | Y | Y | Y | Y | Y
| 250.11.212 | Y | Y | Y | Y | Y
| 250.11.213 | Y | Y | Y | Y | Y
| 250.11.214 | Y | Y | Y | Y | Y
| 250.11.252 | Y | Y | Y | Y | Y
| 250.11.263 | Y | Y | Y | Y | Y
| 250.11.264 | Y | Y | Y | Y | Y
| 250.11.265 | Y | Y | Y | Y | Y
| 250.11.266 | Y | Y | Y | Y | Y
| 250.11.267 | Y | Y | Y | Y | Y
| 250.11.268 | Y | Y | Y | Y | Y
| 250.11.269 | Y | Y | Y | Y | Y
| 250.11.270 | Y | Y | Y | Y | Y
| 250.11.271 | Y | Y | Y | Y | Y
| 250.11.286 | Y | Y | Y | Y | Y
| 250.11.287 | Y | Y | Y | Y | Y
B4 | 250.02.002 | Y | Y | Y | Y | Y
| 250.02.201 | Y | Y | Y | Y | Y
| 250.02.202 | Y | Y | Y | Y | Y
| 250.02.203 | Y | Y | Y | Y | Y
| 250.03.001 | Y | Y | Y | Y | Y
| 250.03.002 | Y | Y | Y | Y | Y
| 250.03.003 | Y | Y | Y | Y | Y
| 250.03.005 | Y | Y | Y | Y | Y
| 250.03.007 | Y | Y | Y | Y | Y
| 250.04.003a | Y | Y | Y | Y | Y
| 250.04.004a | Y | Y | Y | Y | Y
| 250.04.005a | Y | Y | Y | Y | Y
| 250.04.201b | Y | Y | Y | Y | Y
| 250.04.202b | Y | Y | Y | Y | Y
| 250.04.204b | Y | Y | Y | Y | Y
| 250.05.006a | Y | Y | Y | Y | Y
| 250.05.008a | Y | Y | Y | Y | Y
| 250.05.050 | Y | Y | Y | Y | Y
| 250.05.051 | Y | Y | Y | Y | Y
| 250.05.201c | Y | Y | Y | Y | Y
| 250.05.204 | Y | Y | Y | Y | Y
| 250.05.205 | Y | Y | Y | Y | Y
| 250.05.206 | Y | Y | Y | Y | Y
| 250.05.212c | Y | Y | Y | Y | Y
| 250.06.001 | Y | Y | Y | Y | Y
| 250.07.001 | Y | Y | Y | Y | Y
| 250.08.001 | Y | Y | Y | Y | Y
| 250.08.003 | Y | Y | Y | Y | Y
| 250.08.004 | Y | Y | Y | Y | Y
| 250.08.006 | Y | Y | Y | Y | Y
| 250.08.007 | Y | Y | Y | Y | Y
| 250.08.010 | Y | Y | Y | Y | Y
| 250.08.012 | Y | Y | Y | Y | Y
| 250.08.013 | Y | Y | Y | Y | Y
| 250.08.015 | Y | Y | Y | Y | Y
| 250.08.016 | Y | Y | Y | Y | Y
| 250.08.022 | Y | Y | Y | Y | Y
| 250.08.024 | Y | Y | Y | Y | Y
| 250.08.025 | Y | Y | Y | Y | Y
| 250.08.029 | Y | Y | Y | Y | Y
| 250.08.205 | Y | Y | Y | Y | Y
| 250.08.206 | Y | Y | Y | Y | Y
| 250.11.004 | Y | Y | Y | Y | Y
| 250.11.019 | Y | Y | Y | Y | Y
| 250.11.024 | Y | Y | Y | Y | Y
| 250.11.035 | Y | Y | Y | Y | Y
| 250.11.060a | Y | Y | Y | Y | Y
| 250.11.133 | Y | Y | Y | Y | Y
| 250.11.157 | Y | Y | Y | Y | Y
| 250.11.180a | Y | Y | Y | Y | Y
| 250.11.203 | Y | Y | Y | Y | Y
| 250.11.217 | Y | Y | Y | Y | Y
| 250.11.229b | Y | Y | Y | Y | Y
| 250.11.246 | Y | Y | Y | Y | Y
| 250.11.248 | Y | Y | Y | Y | Y
| 250.11.249 | Y | Y | Y | Y | Y
| 250.11.250 | Y | Y | Y | Y | Y
| 250.11.251 | Y | Y | Y | Y | Y
| 250.11.254 | Y | Y | Y | Y | Y
| 250.11.255 | Y | Y | Y | Y | Y
| 250.11.256 | Y | Y | Y | Y | Y
| 250.11.257 | Y | Y | Y | Y | Y
| 250.11.258 | Y | Y | Y | Y | Y
| 250.11.272 | Y | Y | Y | Y | Y
| 250.11.273 | Y | Y | Y | Y | Y
| 250.11.274 | Y | Y | Y | Y | Y
| 250.11.275 | Y | Y | Y | Y | Y
| 250.11.276 | Y | Y | Y | Y | Y
| 250.11.277 | Y | Y | Y | Y | Y
| 250.11.279b | Y | Y | Y | Y | Y
| 250.11.283 | Y | Y | Y | Y | Y
| 250.11.285 | Y | Y | Y | Y | Y
| 250.11.294 | Y | Y | Y | Y | Y
| 250.11.295 | Y | Y | Y | Y | Y
| 250.12.001 | Y | Y | Y | Y | Y
| 250.12.002 | Y | Y | Y | Y | Y
| 250.12.004 | Y | Y | Y | Y | Y
| 250.12.007 | Y | Y | Y | Y | Y
| 250.12.010 | Y | Y | Y | Y | Y
| 250.12.013 | Y | Y | Y | Y | Y
| 250.12.015 | Y | Y | Y | Y | Y
| 250.12.016 | Y | Y | Y | Y | Y
| 250.13.204 | Y | Y | Y | Y | Y
| 250.13.206 | Y | Y | Y | Y | Y
B3 | 250.02.001 | Y | Y | Y | Y | Y
| 250.04.003b | Y | Y | Y | Y | Y
| 250.04.004b | Y | Y | Y | Y | Y
| 250.04.005b | Y | Y | Y | Y | Y
| 250.05.006b | Y | Y | Y | Y | Y
| 250.05.008b | Y | Y | Y | Y | Y
| 250.05.031a | Y | Y | Y | Y | Y
| 250.05.048 | Y | Y | Y | Y | Y
| 250.05.049 | Y | Y | Y | Y | Y
| 250.08.017 | Y | Y | Y | Y | Y
| 250.08.028 | Y | Y | Y | Y | Y
| 250.11.012 | Y | Y | Y | Y | Y
| 250.11.021 | Y | Y | Y | Y | Y
| 250.11.028 | Y | Y | Y | Y | Y
| 250.11.034 | Y | Y | Y | Y | Y
| 250.11.055a | Y | Y | Y | Y | Y
| 250.11.060b | Y | Y | Y | Y | Y
| 250.11.079a | Y | Y | Y | Y | Y
| 250.11.080a | Y | Y | Y | Y | Y
| 250.11.086 | Y | Y | Y | Y | Y
| 250.11.093a | Y | Y | Y | Y | Y
| 250.11.106 | Y | Y | Y | Y | Y
| 250.11.125a | Y | Y | Y | Y | Y
| 250.11.146 | Y | Y | Y | Y | Y
| 250.11.153 | Y | Y | Y | Y | Y
| 250.11.155 | Y | Y | Y | Y | Y
| 250.11.180b | Y | Y | Y | Y | Y
| 250.11.188a | Y | Y | Y | Y | Y
| 250.11.296 | Y | Y | Y | Y | Y
| 250.12.005 | Y | Y | Y | Y | Y
B2 | 250.02.003 | Y | Y | Y | Y | Y
| 250.02.004 | Y | Y | Y | Y | Y
| 250.04.003c | Y | Y | Y | Y | Y
| 250.04.004c | Y | Y | Y | Y | Y
| 250.04.005c | Y | Y | Y | Y | Y
| 250.04.203b | Y | Y | Y | Y | Y
| 250.05.006c | Y | Y | Y | Y | Y
| 250.05.008c | Y | Y | Y | Y | Y
| 250.05.031b | Y | Y | Y | Y | Y
| 250.05.046 | Y | Y | Y | Y | Y
| 250.05.047 | Y | Y | Y | Y | Y
| 250.08.018 | Y | Y | Y | Y | Y
| 250.11.030 | Y | Y | Y | Y | Y
| 250.11.036 | Y | Y | Y | Y | Y
| 250.11.050 | Y | Y | Y | Y | Y
| 250.11.055b | Y | Y | Y | Y | Y
| 250.11.060c | Y | Y | Y | Y | Y
| 250.11.068 | Y | Y | Y | Y | Y
| 250.11.079b | Y | Y | Y | Y | Y
| 250.11.080b | Y | Y | Y | Y | Y
| 250.11.093b | Y | Y | Y | Y | Y
| 250.11.101 | Y | Y | Y | Y | Y
| 250.11.110 | Y | Y | Y | Y | Y
| 250.11.125b | Y | Y | Y | Y | Y
| 250.11.134 | Y | Y | Y | Y | Y
| 250.11.145 | Y | Y | Y | Y | Y
| 250.11.180c | Y | Y | Y | Y | Y
| 250.11.188b | Y | Y | Y | Y | Y
| 250.12.003 | Y | Y | Y | Y | Y
B1 | 250.12.014 | Y | Y | Y | Y | Y
| 250.04.003d | Y | Y | Y | Y | Y
| 250.04.004d | Y | Y | Y | Y | Y
| 250.04.005d | Y | Y | Y | Y | Y
| 250.04.203c | Y | Y | Y | Y | Y
| 250.05.006d | Y | Y | Y | Y | Y
| 250.05.008d | Y | Y | Y | Y | Y
| 250.05.031c | Y | Y | Y | Y | Y
| 250.05.045 | Y | Y | Y | Y | Y
| 250.08.019 | Y | Y | Y | Y | Y
| 250.11.015 | Y | Y | Y | Y | Y
| 250.11.055c | Y | Y | Y | Y | Y
| 250.11.056a | Y | Y | Y | Y | Y
| 250.11.057a | Y | Y | Y | Y | Y
| 250.11.060d | Y | Y | Y | Y | Y
| 250.11.079c | Y | Y | Y | Y | Y
| 250.11.080c | Y | Y | Y | Y | Y
| 250.11.093c | Y | Y | Y | Y | Y
| 250.11.125c | Y | Y | Y | Y | Y
| 250.11.131 | Y | Y | Y | Y | Y
| 250.11.180d | Y | Y | Y | Y | Y
| 250.11.188c | Y | Y | Y | Y | Y
| 250.11.198 | Y | Y | Y | Y | Y
| 250.12.006 | Y | Y | Y | Y | Y
L0 | 250.02.007 | Y | Y | Y | Y | Y
| 250.02.008 | Y | Y | Y | Y | Y
| 250.02.009 | Y | Y | Y | Y | Y
| 250.04.003e | Y | Y | Y | Y | Y
| 250.04.004e | Y | Y | Y | Y | Y
| 250.04.005e | Y | Y | Y | Y | Y
| 250.04.021a | Y | Y | Y | Y | Y
| 250.04.022a | Y | Y | Y | Y | Y
| 250.04.203d | Y | Y | Y | Y | Y
| 250.05.006e | Y | Y | Y | Y | Y
| 250.05.008e | Y | Y | Y | Y | Y
| 250.05.017a | Y | Y | Y | Y | Y
| 250.05.031d | Y | Y | Y | Y | Y
| 250.06.002 | Y | Y | Y | Y | Y
| 250.06.003 | Y | Y | Y | Y | Y
| 250.06.004 | Y | Y | Y | Y | Y
| 250.06.005 | Y | Y | Y | Y | Y
| 250.08.005 | Y | Y | Y | Y | Y
| 250.08.014 | Y | Y | Y | Y | Y
| 250.08.023 | Y | Y | Y | Y | Y
| 250.08.026 | Y | Y | Y | Y | Y
| 250.09.001 | Y | Y | Y | Y | Y
| 250.09.003 | Y | Y | Y | Y | Y
| 250.09.004 | Y | Y | Y | Y | Y
| 250.11.003 | Y | Y | Y | Y | Y
| 250.11.023 | Y | Y | Y | Y | Y
| 250.11.033 | Y | Y | Y | Y | Y
| 250.11.055d | Y | Y | Y | Y | Y
| 250.11.056b | Y | Y | Y | Y | Y
| 250.11.057b | Y | Y | Y | Y | Y
| 250.11.059 | Y | Y | Y | Y | Y
| 250.11.060e | Y | Y | Y | Y | Y
| 250.11.065 | Y | Y | Y | Y | Y
| 250.11.066 | Y | Y | Y | Y | Y
| 250.11.067 | Y | Y | Y | Y | Y
| 250.11.078 | Y | Y | Y | Y | Y
| 250.11.079d | Y | Y | Y | Y | Y
| 250.11.080d | Y | Y | Y | Y | Y
| 250.11.085 | Y | Y | Y | Y | Y
| 250.11.087 | Y | Y | Y | Y | Y
| 250.11.093d | Y | Y | Y | Y | Y
| 250.11.102a | Y | Y | Y | Y | Y
| 250.11.115 | Y | Y | Y | Y | Y
| 250.11.120 | Y | Y | Y | Y | Y
| 250.11.125d | Y | Y | Y | Y | Y
| 250.11.128 | Y | Y | Y | Y | Y
| 250.11.139 | Y | Y | Y | Y | Y
| 250.11.143 | Y | Y | Y | Y | Y
| 250.11.161 | Y | Y | Y | Y | Y
| 250.11.180e | Y | Y | Y | Y | Y
| 250.11.181 | Y | Y | Y | Y | Y
| 250.11.188d | Y | Y | Y | Y | Y
| 250.11.196 | Y | Y | Y | Y | Y
| 250.11.297 | Y | Y | Y | Y | Y
| 250.11.303 | Y | Y | Y | Y | Y
| 250.12.011 | Y | Y | Y | Y | Y
| 250.12.012 | Y | Y | Y | Y | Y
L1 | 250.01.001 | Y | Y | Y | Y | Y
| 250.02.005 | Y | Y | Y | Y | Y
| 250.04.003f | Y | Y | Y | Y | Y
| 250.04.021b | Y | Y | Y | Y | Y
| 250.04.022b | Y | Y | Y | Y | Y
| 250.05.017b | Y | Y | Y | Y | Y
| 250.05.031e | Y | Y | Y | Y | Y
| 250.05.054 | Y | Y | Y | Y | Y
| 250.08.021 | Y | Y | Y | Y | Y
| 250.11.011a | Y | Y | Y | Y | Y
| 250.11.022 | Y | Y | Y | Y | Y
| 250.11.032 | Y | Y | Y | Y | Y
| 250.11.055e | Y | Y | Y | Y | Y
| 250.11.056c | Y | Y | Y | Y | Y
| 250.11.057c | Y | Y | Y | Y | Y
| 250.11.060f | Y | Y | Y | Y | Y
| 250.11.076 | Y | Y | Y | Y | Y
| 250.11.079e | Y | Y | Y | Y | Y
| 250.11.088 | Y | Y | Y | Y | Y
| 250.11.090 | Y | Y | Y | Y | Y
| 250.11.093e | Y | Y | Y | Y | Y
| 250.11.094 | Y | Y | Y | Y | Y
| 250.11.099 | Y | Y | Y | Y | Y
| 250.11.100 | Y | Y | Y | Y | Y
| 250.11.102b | Y | Y | Y | Y | Y
| 250.11.108 | Y | Y | Y | Y | Y
| 250.11.109 | Y | Y | Y | Y | Y
| 250.11.125e | Y | Y | Y | Y | Y
| 250.11.164 | Y | Y | Y | Y | Y
| 250.11.168 | Y | Y | Y | Y | Y
| 250.11.180f | Y | Y | Y | Y | Y
| 250.12.008 | Y | Y | Y | Y | Y
L2 | 250.04.003g | Y | Y | Y | Y | Y
| 250.05.017c | Y | Y | Y | Y | Y
| 250.08.020 | Y | Y | Y | Y | Y
| 250.11.025 | Y | Y | Y | Y | Y
| 250.11.027 | Y | Y | Y | Y | Y
| 250.11.052 | Y | Y | Y | Y | Y
| 250.11.055f | Y | Y | Y | Y | Y
| 250.11.056d | Y | Y | Y | Y | Y
| 250.11.057d | Y | Y | Y | Y | Y
| 250.11.060g | Y | Y | Y | Y | Y
| 250.11.077 | Y | Y | Y | Y | Y
| 250.11.079f | Y | Y | Y | Y | Y
| 250.11.112 | Y | Y | Y | Y | Y
| 250.11.125f | Y | Y | Y | Y | Y
| 250.11.165 | Y | Y | Y | Y | Y
| 250.11.180g | Y | Y | Y | Y | Y
| 250.12.009 | Y | Y | Y | Y | Y
Roof | 250.11.016 | Y | Y | Y | Y | Y
SB L1 | 250.08.150 | Y | Y | Y | Y | Y
| 250.08.151 | Y | Y | Y | Y | Y
| 250.11.063 | Y | Y | Y | Y | Y
| 250.12.017 | Y | Y | Y | Y | Y
| 250.12.018 | Y | Y | Y | Y | Y
INB Platform 2 | 250.08.150 | Y | Y | Y | Y | Y
| 250.08.151 | Y | Y | Y | Y | Y
| 250.11.063 | Y | Y | Y | Y | Y
| 250.12.017 | Y | Y | Y | Y | Y
| 250.12.018 | Y | Y | Y | Y | Y
SB LEVEL B6 | 250.11.299 | Y | Y | Y | Y | Y
| 250.11.300 | Y | Y | Y | Y | Y
SB LEVEL B5 | 250.11.009a | Y | Y | Y | Y | Y
| 250.11.010a | Y | Y | Y | Y | Y
| 250.11.301 | Y | Y | Y | Y | Y
| 250.11.302 | Y | Y | Y | Y | Y
SB LEVEL B4 | 250.04.015a | Y | Y | Y | Y | Y
| 250.05.014 | Y | Y | Y | Y | Y
| 250.05.015 | Y | Y | Y | Y | Y
| 250.05.021a | Y | Y | Y | Y | Y
| 250.05.024a | Y | Y | Y | Y | Y
| 250.05.029a | Y | Y | Y | Y | Y
| 250.05.037 | Y | Y | Y | Y | Y
| 250.05.055 | Y | Y | Y | Y | Y
| 250.11.038a | Y | Y | Y | Y | Y
| 250.11.045 | Y | Y | Y | Y | Y
| 250.11.062 | Y | Y | Y | Y | Y
| 250.11.072 | Y | Y | Y | Y | Y
| 250.11.135 | Y | Y | Y | Y | Y
| 250.11.163a | Y | Y | Y | Y | Y
| 250.11.167b | Y | Y | Y | Y | Y
| 250.11.168b | Y | Y | Y | Y | Y
| 250.11.169a | Y | Y | Y | Y | Y
SB LEVEL B3 | 250.04.015b | Y | Y | Y | Y | Y
| 250.05.021b | Y | Y | Y | Y | Y
| 250.05.024b | Y | Y | Y | Y | Y
| 250.05.029b | Y | Y | Y | Y | Y
| 250.05.033 | Y | Y | Y | Y | Y
| 250.05.042 | Y | Y | Y | Y | Y
| 250.11.026 | Y | Y | Y | Y | Y
| 250.11.038b | Y | Y | Y | Y | Y
| 250.11.039a | Y | Y | Y | Y | Y
| 250.11.042 | Y | Y | Y | Y | Y
| 250.11.043a | Y | Y | Y | Y | Y
| 250.11.044a | Y | Y | Y | Y | Y
| 250.11.046a | Y | Y | Y | Y | Y
| 250.11.047a | Y | Y | Y | Y | Y
| 250.11.048a | Y | Y | Y | Y | Y
| 250.11.051a | Y | Y | Y | Y | Y
| 250.11.053 | Y | Y | Y | Y | Y
| 250.11.063a | Y | Y | Y | Y | Y
| 250.11.105 | Y | Y | Y | Y | Y
| 250.11.149 | Y | Y | Y | Y | Y
| 250.11.152 | Y | Y | Y | Y | Y
| 250.11.187a | Y | Y | Y | Y | Y
SB LEVEL B2 | 250.04.015c | Y | Y | Y | Y | Y
| 250.05.021c | Y | Y | Y | Y | Y
| 250.05.024c | Y | Y | Y | Y | Y
| 250.05.029c | Y | Y | Y | Y | Y
| 250.05.034 | Y | Y | Y | Y | Y
| 250.05.043 | Y | Y | Y | Y | Y
| 250.11.037 | Y | Y | Y | Y | Y
| 250.11.038c | Y | Y | Y | Y | Y
| 250.11.039b | Y | Y | Y | Y | Y
| 250.11.041 | Y | Y | Y | Y | Y
| 250.11.048b | Y | Y | Y | Y | Y
| 250.11.051b | Y | Y | Y | Y | Y
| 250.11.063b | Y | Y | Y | Y | Y
| 250.11.107a | Y | Y | Y | Y | Y
| 250.11.121 | Y | Y | Y | Y | Y
| 250.11.124 | Y | Y | Y | Y | Y
| 250.11.147 | Y | Y | Y | Y | Y
| 250.11.158 | Y | Y | Y | Y | Y
| 250.11.178 | Y | Y | Y | Y | Y
| 250.11.187b | Y | Y | Y | Y | Y
SB LEVEL B1 | 250.04.015d | Y | Y | Y | Y | Y
| 250.05.021d | Y | Y | Y | Y | Y
| 250.05.024d | Y | Y | Y | Y | Y
| 250.05.029d | Y | Y | Y | Y | Y
| 250.05.035 | Y | Y | Y | Y | Y
| 250.05.053 | Y | Y | Y | Y | Y
| 250.11.014 | Y | Y | Y | Y | Y
| 250.11.018 | Y | Y | Y | Y | Y
| 250.11.031 | Y | Y | Y | Y | Y
| 250.11.038d | Y | Y | Y | Y | Y
| 250.11.039c | Y | Y | Y | Y | Y
| 250.11.048c | Y | Y | Y | Y | Y
| 250.11.051c | Y | Y | Y | Y | Y
| 250.11.069 | Y | Y | Y | Y | Y
| 250.11.104 | Y | Y | Y | Y | Y
| 250.11.107b | Y | Y | Y | Y | Y
| 250.11.123 | Y | Y | Y | Y | Y
| 250.11.130 | Y | Y | Y | Y | Y
| 250.11.170 | Y | Y | Y | Y | Y
| 250.11.176 | Y | Y | Y | Y | Y
| 250.11.177 | Y | Y | Y | Y | Y
| 250.11.187c | Y | Y | Y | Y | Y
SB LEVEL L0 | 250.04.015e | Y | Y | Y | Y | Y
| 250.04.203g | Y | Y | Y | Y | Y
| 250.05.002a | Y | Y | Y | Y | Y
| 250.05.021e | Y | Y | Y | Y | Y
| 250.05.024e | Y | Y | Y | Y | Y
| 250.05.028a | Y | Y | Y | Y | Y
| 250.05.029e | Y | Y | Y | Y | Y
| 250.05.052 | Y | Y | Y | Y | Y
| 250.11.017 | Y | Y | Y | Y | Y
| 250.11.039d | Y | Y | Y | Y | Y
| 250.11.048d | Y | Y | Y | Y | Y
| 250.11.051d | Y | Y | Y | Y | Y
| 250.11.064 | Y | Y | Y | Y | Y
| 250.11.073 | Y | Y | Y | Y | Y
| 250.11.107c | Y | Y | Y | Y | Y
| 250.11.151 | Y | Y | Y | Y | Y
| 250.11.160 | Y | Y | Y | Y | Y
| 250.11.200 | Y | Y | Y | Y | Y
SB LEVEL L1 | 250.04.015f | Y | Y | Y | Y | Y
| 250.05.002b | Y | Y | Y | Y | Y
| 250.05.028b | Y | Y | Y | Y | Y
| 250.05.044 | Y | Y | Y | Y | Y
| 250.11.001 | Y | Y | Y | Y | Y
| 250.11.029 | Y | Y | Y | Y | Y
| 250.11.038f | Y | Y | Y | Y | Y
| 250.11.039e | Y | Y | Y | Y | Y
| 250.11.048e | Y | Y | Y | Y | Y
| 250.11.049 | Y | Y | Y | Y | Y
| 250.11.051e | Y | Y | Y | Y | Y
| 250.11.061a | Y | Y | Y | Y | Y
| 250.11.070a | Y | Y | Y | Y | Y
| 250.11.138 | Y | Y | Y | Y | Y
| 250.11.191 | Y | Y | Y | Y | Y
| 250.11.192 | Y | Y | Y | Y | Y
SB LEVEL L2 | 250.04.015g | Y | Y | Y | Y | Y
| 250.05.002c | Y | Y | Y | Y | Y
| 250.05.028c | Y | Y | Y | Y | Y
| 250.11.038g | Y | Y | Y | Y | Y
| 250.11.039f | Y | Y | Y | Y | Y
| 250.11.048f | Y | Y | Y | Y | Y
| 250.11.051f | Y | Y | Y | Y | Y
| 250.11.061 | Y | Y | Y | Y | Y
| 250.11.070b | Y | Y | Y | Y | Y
| 250.11.111 | Y | Y | Y | Y | Y
SB LEVEL L3 | 250.04.015i | Y | Y | Y | Y | Y
| 250.05.028e | Y | Y | Y | Y | Y
| 250.11.013 | Y | Y | Y | Y | Y
| 250.11.038h | Y | Y | Y | Y | Y
| 250.11.051g | Y | Y | Y | Y | Y
| 250.11.054 | Y | Y | Y | Y | Y
| 250.11.058 | Y | Y | Y | Y | Y
| 250.11.061c | Y | Y | Y | Y | Y
| 250.11.070c | Y | Y | Y | Y | Y
SB LEVEL L3.5 | 250.04.203e | Y | Y | Y | Y | Y
| 250.11.061d | Y | Y | Y | Y | Y
| 250.11.166 | Y | Y | Y | Y | Y
SB ROOF | 250.05.002e | Y | Y | Y | Y | Y
| 250.11.038i | Y | Y | Y | Y | Y
| 250.11.070d | Y | Y | Y | Y | Y
| 250.11.171 | Y | Y | Y | Y | Y

## Soffit Ins & Paint
Building | Level | Zone | Underslab Insulation | Paint
Cavern | B8 | Zone 1E | Y | Y
| B7 | Zone 1A | Y | Y
|  | Zone 1B | Y | Y
|  | Zone 1C | Y | Y
|  | Zone 1D | Y | Y
|  | Zone 1E | Y | Y
| B6 | Platform Zone 1A | Y | Y
|  | Platform Zone 1B | Y | Y
|  | Platform Zone 1C | Y | Y
|  | Platform Zone 1D | Y | Y
|  | Platform Zone 1E | Y | Y
|  | Platform Zone 1F | Y | Y
| B5 | B5 Zone 1A | Y | Y
|  | B5 Zone 1B | Y | Y
|  | B5 Zone 1C | Y | Y
|  | B5 Zone 1D | Y | Y
|  | B5 Zone 1E | Y | Y
|  | B5 Zone 1F | Y | Y
| B4 | B4 Zone 1A | Y | Y
|  | B4 Zone 1B | Y | Y
|  | B4 Zone 1C | Y | Y
|  | B4 Zone 1D | Y | Y
|  | B4 Zone 1E | Y | Y
|  | B4 Zone 1F | Y | Y
VT | B4 | Zone 2B | Y | Y
|  | Zone 2D | Y | Y
| B3 | Plan - Zone 2B | Y | Y
|  | Plan - Zone 2D | Y | Y
| B2 | Plan - Zone 2B | Y | Y
|  | Plan - Zone 2D | Y | Y
| B1 | Plan - Zone 2B | Y | Y
| B1 | Plan - Zone 2D | Y | Y
| L0 | Plan - Zone 2A | Y | Y
|  | Plan - Zone 2B | Y | Y
|  | Plan - Zone 2C | Y | Y
|  | Plan - Zone 2D | Y | Y
| L1 | Plan - Zone 2A | Y | Y
|  | Plan - Zone 2B | Y | Y
|  | Plan - Zone 2C | Y | Y
|  | Plan - Zone 2D | Y | Y
| L2 | Plan - Zone 2A | Y | Y
|  | Plan - Zone 2B | Y | Y
|  | Plan - Zone 2C | Y | Y
|  | Plan - Zone 2D | Y | Y
|  | Plan - Zone 2B | Y | Y
| L2.5 | Plan - Zone 2D | Y | Y
|  | Plan - Zone 2A | Y | Y
|  | Plan - Zone 2B | Y | Y
|  | Plan - Zone 2C | Y | Y
|  | Plan - Zone 2D | Y | Y
| ROOF | Plan - Zone 2A | Y | Y
|  | Plan - Zone 2B | Y | Y
|  | Plan - Zone 2C | Y | Y
|  | Plan - Zone 2D | Y | Y
| L1 & 2 | Plan - Zone 2E | Y | Y
WSB | B6 | Zone 3 | Y | Y
| B5 | Zone 3 | Y | Y
| B4 | Zone 3 | Y | Y
| B3.5 | Zone 3 | Y | Y
| B3 | Zone 3 | Y | Y
| B2.5 | Zone 3 | Y | Y
| B2 | Zone 3 | Y | Y
| B1 | Zone 3 | Y | Y
| L0 | Zone 3 | Y | Y
| L1 | Zone 3 | Y | Y
| L2 | Zone 3 | Y | Y
| L3 | Zone 3 | Y | Y
| L3.5 | Zone 3 | Y | Y
| Roof | Zone 3 | Y | Y

## DOORS
| ROOM NUMBER |  |  |  | PARTITION DETAILS |  | PERFORMANCE REQUIREMENTS |  |  |  | LEAF DETAILS | [7 empty] | STRUCTURA L OPENING DIMENSIONS |  | FINISHED CLEAR OPENING DIMENSIONS |  | FRAME |  |  | SECURITY REQUIREMENTS | [7 empty] | HARDWARE | [7 empty] | MANDATORY SIGNAGE (OT/OA) | COMMENTS | REVISION NUMBER
Level |  |  | DOOR NUMBER | Full Door Number | PARTITION TYPE | WALL THICKNESS | FIRE RATING | ACOUSTIC RATING (Rw) | THERMALRATING (R) | PRESSURE RATING (kPa) | OPERATION | DOOR WIDTH 1 | DOOR WIDTH 2 | DOOR HEIGHT | DOOR LEAF THICKNESS | DOOR LEAF TYPE | DOOR LEAF FINISH (OT/OA) | VISION PANEL | STRUCTURAL OPENING WIDTH | STRUCTURAL OPENING HEIGHT | FINISHED CLEAR OPENING WIDTH | FINISHED CLEAR OPENING HEIGH | FRAME FINISH | FRAME TYPE | HINGE TYPE | LOCK/ LATCHES | ELECTRIC LOCKING | PUSH BUTTON EXIT/ ENTRY | CARD READER/ PIN PAD | PASSIVE INFRA RED ( Door Alarm | DOOR ALARM MONITORING ( Reed | SECURITY VIDEO INTERCOM & CALL | SECURITY LEVEL / SECURITY MODE | DOOR SEALS | DOOR HANDLE TYPES | PROTECTION | CLOSER | DOOR LOUVER/ UNDERCUT | BOLT/ LATCH | DOOR STOPS | SECURITY PLATE |  |  |  | Door ITP Required?
B1 | 04.203c | - | D01 | 04.203c-D01 | CO | 300 | FR2 | - | - | - | SI-RH | 600 | 0 | 980 | 48 | FC | PT-1 | - | 690 | 1035 | 510 | 950 | PT-2 | SF1a | H1x3 | RNL | - | - | - | - | - | - | None |  | HND6 | - | CL3 | - |  | - |  | */* | Low height door. Warning tape required |  | YES
B1 | 05.006d | - | D01 | 05.006d-D01 | BK | 190 | FR2 | - | - | - | SI-RH | 1120 |  | 2140 | 48 | FC | PT-1 | - | 0 | 0 | 1037 | 2125 | PT-2 | SF1c | H1x4 | ML-3 | - | - | - | - | Y | - | L | - | HND1-2, HND1-6 | - | CL2 | - | - | ST1 | - | */* |  |  | YES
B1 | 5.045 | - | D01 | 5.045-D01 | CO | 300 | FR2 | Rw32 | - | - | SI-RH | 1020 |  | 2140 | 48 | FC | PT-1 | - | 1170 | 2225 | 930 | 2118 | PT-2 | SF1c | H1x4 | ML-1 | - | - | - | - | Y | - | L | DS6 | HND1-6, HND1-8 | - | CL2 | - | - | ST1 | - | */* |  |  | YES
B1 | 8.019 | - | D01 | 8.019-D01 | CO | 300 | FR1 | - | - | - | SI-RH | 970 |  | 2140 | 48 | FC | PT-1 | - |  |  | 882 | 2120 | PT-2 | SF1a | H1x4 | ML-3 | - | - | - | - | - | - | NONE | DS2 | HND1-2, HND1-6 | - | CL2 | - | - | ST1 | - | */* |  | _03 | YES
B1 | 11.015 | - | D01 | 11.015-D01 | PTN | 190 | FR2 | Rw32 | - | - | DO | 1250 | 1250 | 2040 | 48 | FC | PT-1 | - | 0 | 0 | 2394 | 2009 | PT-3 | SF1a | H1x8 | ML-3 | - | - | - | - | Y | - | L | DS6A | HND1-6, HND1-12 | - | CL2/S | - | ALB | ST1 | - | */* |  |  | YES
B1 | 11.055c | - | D01 | 11.055c-D01 | BK | 190 | FR2 | Rw 33 | - | - | SO-LH | 920 |  | 2040 | 48 | FC | PT-1 | - | 0 | 0 | 832 | 2020 | PT-2 | SF1a | H1x3 | RNL | - | - | - | - | Y | - | L | DS6 | HND6 | - | CL2 | - | - | ST1 | - | */* |  |  | YES
B1 | 11.060d | - | D01 | 11.060d-D01 | CO | 300 | FR2 | - | - | - | SO-RH | 1020 |  | 2340 | 48 | FC | PT-1 | - | 1110 | 2395 | 932 | 2320 | PT-2 | SF1a | H1x4 | RNL | - | - | - | - | Y | - | L | DS6 | HND6 | - | CL2 | - | - | - | - | */* | Additional balustrade BAL-603a to be installed as per AS1657 | _03 | YES
B1 | 11.060d | - | D02 | 11.060d-D02 | CO | 300 | FR2 | - | - | - | DO | 1020 | 1020 | 2340 | 48 | FC | PT-1 | - | 2140 | 2395 | 1934 | 2320 | PT-2 | SF1a | H1x8 | RNL | - | - | - | - | Y | - | L | DS6 | HND6x2 | - | CL2/S | - | ALB | - | - | */* | Additional balustrade BAL-603a to be installed as per AS1657 | _03 | YES
B1 | 11.131 | - | D01 | 11.131-D01 | BK | 190 | FR1 | - | - | - | SO-RH | 1120 |  | 2340 | 40 | FC | PT-1 | - | 0 | 0 | 1055 | 2335 | PT-2 | SF1a | H1x4 | ML-3 | - | - | - | - | Y | - | L | DS2 | HND1-6, HND1-12 | E | CL2 | - | - | - | - | */* |  |  | YES
B1 | 11.080c | - | D01 | 11.080c-D01 | CO | 300 | FR2 | - | - | - | SO-LH | 920 |  | 2040 | 48 | FC | PT-1 | - | 1010 | 2295 | 832 | 2020 | PT-2 | SF1a | H1x3 | ML-3 | - | - | - | - | Y | - | L | DS2 | HND1-2, HND1-6 | - | CL2 | - | - | ST1 | - | */* |  |  | YES
B1 | 11.180d | - | D01 | 11.180d-D01 | CO | 300 | FR2 | Rw32 | - | - | SO-RH/1 | 720 |  | 2140 | 48 | FC | PT-1 | - | 810 | 2195 | 656 | 2118 | PT-2 | SF1a | H1x4 | RNL | - | - | - | - | - | - | NONE | DS6 | HND6 | - | CL2 | - | - | ST1 | - | */* | Additional balustrade BAL-603a to be installed as per AS1657 | _03 | YES
B1 | 12.006 | - | D01 | 12.006-D01 | CO | 300 | FR1 | - | - | - | SO-LH | 970 |  | 2040 | 48 | FC | PT-1 | - | 1060 | 2095 | 882 | 2020 | PT-2 | SF1a | H1x3 | ML-4 | - | - | - | - | - | - | NONE | DS2 | HND1-2, HND1-6 | K3/K3 | CL2 | - | - | - | - | */* |  |  | YES
B2 | 04.004c | - | D01 | 04.004c-D01 | FGL |  | - | - | - | - | SO-RH | 1072 |  | 2500 |  | FGP | GLD | - |  |  |  |  | PC | - | - | SDBL | - | - | - | - | - | - | NONE |  | HND16 | - | CL4 | - |  | - |  | */* | Refer to Lift drawing for futher details. Door open out and reed switch by others to out lift when open |  | YES
B2 | 04.005c | - | D01 | 04.005c-D01 | FGL |  | - | - | - | - | SO-RH | 1072 |  | 2500 |  | FGP | GLD | - |  |  |  |  | PC | - | - | SDBL | - | - | - | - | - | - | NONE |  | HND16 | - | CL4 | - |  | - |  | */* | Refer to Lift drawing for futher details. Door open out and reed switch by others to out lift when open |  | YES
B2 | 05.006c | - | D01 | 05.006c-D01 | BK | 190 | FR2 | - | - | - | SI-RH | 1120 |  | 2140 | 48 | FC | PT-1 | - | 0 | 0 | 1037 | 2125 | PT-2 | SF1c | H1x4 | ML-3 | - | - | - | - | Y | - | L | - | HND1-2, HND1-6 | - | CL2 | - | - | ST1 | - | */* |  |  | YES
B2 | 05.008c | - | D01 | 05.008c-D01 | BK | 190 | FR2 | - | - | - | SI-LH | 1020 |  | 2040 | 48 | FC | PT-1 | - | 0 | 0 | 930 | 2018 | PT-2 | SF1c | H1x4 | ML-3 | - | - | - | - | Y | - | L | - | HND1-2, HND1-6 | - | CL2 | - | - | ST1 | - | */* |  |  | YES
B2 | 5.046 | - | D01 | 5.046-D01 | BK | 190 | FR2 | Rw32 | - | - | SI-RH | 1020 |  | 2040 | 48 | FC | PT-1 | - | 0 | 0 | 930 | 2018 | PT-2 | SF1c | H1x4 | ML-1 | - | - | - | - | Y | - | L | DS6 | HND1-6, HND1-8 | - | CL2 | - | - | ST1 | - | */* |  |  | YES
B2 | 5.047 | - | D01 | 5.047-D01 | CO | 300 | FR2 | Rw32 | - | - | SI-RH | 1020 |  | 2140 | 48 | FC | PT-1 | - | 1170 | 2325 2225 | 930 | 2118 | PT-2 | SF1c | H1x4 | ML-1 | - | - | - | - | Y | - | L | DS6 | HND1-6, HND1-8 | - | CL2 | - | - | ST1 | - | */* |  | _03 | YES
B2 | 8.018 | - | D01 | 8.018-D01 | CO | 300 | FR2 | - | - | - | SI-RH | 970 |  | 2040 | 48 | FC | PT-1 | - | 1060 | 2195 2095 | 882 | 2020 | PT-2 | SF1a | H1x3 | ML-3 | - | - | - | - | - | - | NONE | DS2 | HND1-2, HND1-6 | - | CL2 | - | - | ST1 | - | */* |  | _03 | YES
B2 | 11.03 | - | D01 | 11.03-D01 | BK | 190 | FR2 | Rw33 | - | - | DI | 1350 | 1350 | 2340 | 48 | FC | PT-1 | - | 0 | 2195 | 2594 | 2309 | PT-2 | SF1a | H1x8 | ML-3 | - | - | - | - | Y | - | L | DS6A | HND1-6, HND1-12 | - | CL2/S | - | ALB | - | - | */* |  |  | YES
B2 | 11.036 | - | D01 | 11.036-D01 | CO | 350 | FR2 | Rw33 | R2.3 | - | DI | 820 | 820 | 2340 | 50 | FC | SS2/SS1/LC | - | 1760 | 2195 | 1530 | 2318 | PT-2 | SF1b | H1x4 | - | EL | - | Y | - | Y | - | M/FSA | DS6 | HND1-6, HND1-12 | - | CL2/S | - | ALB | ST1 | - | */* |  | _03 | YES
B2 | 11.036 | - | D02 | 11.036-D02 | CO | 350 | FR2 | Rw33 | R2.3 | - | SI-LH | 1020 |  | 2340 | 50 | FC | SS2/SS1/LC | - | 1130 | 2195 | 928 | 2318 | PT-2 | SF1b | H1x4 | - | EL | - | Y | - | Y | - | M/FSA | DS6 | HND1-6, HND1-12 | - | CL2 | - | - | ST1 | - | */* |  |  | YES
B2 | 11.05 | - | D01 | 11.05-D01 | BK | 190 | FR2 | - | - | - | DI | 920 | 920 | 2040 | 50 | FC | SS2/SS1/LC | - | 0 | 2195 | 1730 | 2020 | PT-2 | SF1b | H1x4 | ML-3 | - | - | - | - | - | - | NONE | DS2 | HND1-2, HND1-6 | - | CL2/S | - | ALB | - | - | */* |  |  | YES
B2 | 11.05 | - | D02 | 11.05-D02 | PTN | 144 | FR2 | - | - | - | SO-LH | 970 |  | 2140 | 48 | FC | PT-1 |  | 0 | 2195 | 882 | 2120 | PT-3 | SF1a | H1x4 | ML-3 | - | - | - | - | - | - | NONE | DS2 | HND1-2, HND1-6 | - | CL2 | - | - | ST1 | - | */* |  |  | YES
B2 | 11.055b | - | D01 | 11.055b-D01 | BK | 190 | FR2 | Rw 33 | - | - | SO-LH | 920 |  | 2040 | 48 | FC | PT-1 | - | 0 | 2195 | 832 | 2020 | PT-2 | SF1a | H1x3 | RNL | - | - | - | - | Y | - | L | DS6 | HND6 | - | CL2 | - | - | ST1 | - | */* |  |  | YES
B2 | 11.060c | - | D01 | 11.060c-D01 | PTN | 156 | FR2 | - | - | - | SO-RH | 1020 |  | 2340 | 48 | FC | PT-1 | - | 0 | 2195 | 932 | 2320 | PT-2 | SF1a | H1x4 | RNL | - | - | - | - | Y | - | L | DS2 | HND6 | - | CL2 | - | - | - | - | */* | Additional balustrade BAL-603a to be installed as per AS1657 | _03 | YES
B2 | 11.060c | - | D02 | 11.060c-D02 | PTN | 156 | FR2 | - | - | - | DO | 1020 | 1020 | 2340 | 48 | FC | PT-1 | - | 0 | 2195 | 1934 | 2320 | PT-2 | SF1a | H1x8 | RNL | - | - | - | - | Y | - | L | DS2 | HND6x2 | - | CL2/S | - | ALB | - | - | */* | Additional balustrade BAL-603a to be installed as per AS1657 | _03 | YES
B2 | 11.068 | - | D01 | 11.068-D01 | BK | 190 | FR2 | - | - | - | DO/180 | 1350 | 1350 | 2240 | 48 | FC | PT-1 | - | 0 | 2195 | 2650 | 2220 | PT-2 | SF1a | H1x8 | RNL | - | - | - | - | - | - | - | DS10B | HND6x2 | E | CL2/S | - | ALB | - | - | */* |  |  | YES
B2 | 11.080b | - | D01 | 11.080b-D01 | CO | 300 | FR2 | - | - | - | SO-LH | 920 |  | 2040 | 48 | FC | PT-1 | - | 1010 | 2195 | 832 | 2020 | PT-2 | SF1a | H1x3 | ML-3 | - | - | - | - | Y | - | L | DS2 | HND1-2, HND1-6 | - | CL2 | - | - | ST1 | - | */* |  |  | YES
B2 | 11.101 | - | D01 | 11.101-D01 | CO | 300 | FR2 | Rw33 | - | - | DI | 1350 | 1350 | 2340 | 48 | FC | PT-1 | - | 2800 | 2195 | 2594 | 2309 | PT-2 | SF1a | H1x8 | ML-3 | - | - | - | - | Y | - | L | DS6A | HND1-6, HND1-12 | - | CL2/S | - | ALB | - | - | */* |  |  | YES
B2 | 11.11 | - | D01 | 11.11-D01 | BK | 190 | FR2 | Rw33 | - | - | DO | 1350 | 1350 | 2340 | 48 | FC | PT-1 | - | 0 | 2195 | 2594 | 2318 | PT-2 | SF1a | H1x8 | ML-3 | - | - | - | - | Y | - | L | DS6 | HND1-6, HND1-12 | - | CL2/S | - | ALB | - | - | */* |  |  | YES
B2 | 11.134 | - | D01 | 11.134-D01 | BK | 190 | FR2 | - | - | - | SI-RH | 1120 |  | 2340 | 48 | FC | PT-1 | - | 0 | 2195 | 1032 | 2320 | PT-2 | SF1a | H1x4 | ML-3 | - | - | - | - | Y | - | L | DS2 | HND1-6, HND1-12 | - | CL2 | - | - | - | - | */* |  |  | YES
B2 | 11.145 | - | D01 | 11.145-D01 | BK | 190 | FR2 | - | - | - | DO | 870 | 870 | 2340 | 48 | FC | PT-1 | - | 0 | 2195 | 1634 | 2320 | PT-2 | SF1a | H1x8 | ML-3 | - | - | - | - | Y | - | L | DS2 | HND1-6, HND1-12 | E | CL2/S | - | ALB | - | - | */* |  |  | YES
B2 | 11.180c | - | D01 | 11.180c-D01 | CO | 300 | FR2 | Rw32 | - | - | SO-RH/1 | 720 |  | 2140 | 48 | FC | PT-1 | - | 810 | 2195 | 656 | 2118 | PT-2 | SF1a | H1x4 | RNL | - | - | - | - | - | - | NONE | DS6 | HND6 | - | CL2 | - | - | ST1 | - | */* | Additional balustrade BAL-603a to be installed as per AS1657 | _03 | YES
B2 | 12.003 | - | D01 | 12.003-D01 | CO | 300 | FR2 | - | - | - | SO-LH | 970 |  | 2040 | 48 | FC | PT-1 | - | 1060 | 2195 2095 | 882 | 2020 | PT-2 | SF1a | H1x3 | ML-3 | - | - | - | - | - | - | NONE | DS2 | HND1-2, HND1-6 | K3/K3 | CL2 | - | - | - | - | */* |  | _03 | YES
B2 | 12.014 | - | D01 | 12.014-D01 | BK | 190 | FR2 | - | - | - | SI-LH | 970 |  | 2040 | 50 | FC | SS2/SS1/LC | - | 0 | 2195 | 880 | 2020 | PT-2 | SF1b | H1x4 | ML-3 | - | - | - | - | Y | - | L | DS2 | HND1-2, HND1-6 | - | CL2 | - | - | - | - | */* |  |  | YES
B2 | 12.014 | - | D02 | 12.014-D02 | PTN | 144 | FR2 | - | - | - | SI-RH | 970 |  | 2140 | 48 | FC | PT-1 |  | 0 | 2195 | 882 | 2120 | PT-3 | SF1a | H1x4 | ML-3 | - | - | - | - | - | - | NONE | DS2 | HND1-2, HND1-6 | - | CL2 | - | - | ST1 | - | */* |  |  | YES
B3 | 05.006b | - | D01 | 05.006b-D01 | BK | 190 | FR2 | - | - | - | SI-RH | 1120 |  | 2140 | 48 | FC | PT-1 | - | 0 | 0 | 1037 | 2125 | PT-2 | SF1c | H1x4 | ML-3 | - | - | - | - | Y | - | L | - | HND1-2, HND1-6 | - | CL2 | - | - | ST1 | - | */* |  |  | YES
B3 | 05.008b | - | D01 | 05.008b-D01 | BK | 190 | FR2 | - | - | - | SI-LH | 1020 |  | 2040 | 48 | FC | PT-1 | - | 0 | 0 | 930 | 2018 | PT-2 | SF1c | H1x4 | ML-3 | - | - | - | - | Y | - | L | - | HND1-2, HND1-6 | - | CL2 | - | - | ST1 | - | */* |  |  | YES
B3 | 5.048 | - | D01 | 5.048-D01 | BK | 190 | FR2 | Rw32 | - | - | SI-LH | 1020 |  | 2040 | 48 | FC | PT-1 | - | 0 | 0 | 930 | 2018 | PT-2 | SF1c | H1x4 | ML-1 | - | - | - | - | Y | - | L | DS6 | HND1-6, HND1-8 | - | CL2 | - | - | ST1 | - | */* |  |  | YES
B3 | 5.049 | - | D01 | 5.049-D01 | CO | 300 | FR2 | Rw32 | - | - | SI-RH | 1020 |  | 2140 | 48 | FC | PT-1 | - | 1170 | 2325 2225 | 930 | 2118 | PT-2 | SF1c | H1x4 | ML-1 | - | - | - | - | Y | - | L | DS6 | HND1-6, HND1-8 | - | CL2 | - | - | ST1 | - | */* |  | _03 | YES
B3 | 8.017 | - | D01 | 8.017-D01 | CO | 300 | FR2 | - | - | - | SI-RH | 970 |  | 2040 | 48 | FC | PT-1 | - | 1060 1120 | 2195 2125 | 882 | 2020 | PT-2 | SF1a | H1x3 | ML-3 | - | - | - | - | - | - | - | DS2 | HND1-2, HND1-6 | K3/K3 | CL2 | - | - | ST1 | - | */* |  | _03 | YES
B3 | 8.028 | - | D01 | 8.028-D01 | BK | 190 | FR2 | - | - | - | DI | 1020 | 1020 | 2140 | 48 | FC | PT-1 | - | 0 | 0 | 1934 | 2120 | PT-2 | SF1a | H1x8 | ML-3 | - | - | - | - | Y | - | L | DS2 | HND1-2, HND1-6 | K3/K3 | CL2/S | - | ALB | ST1 | - | */* |  |  | YES
B3 | 11.012 | - | D01 | 11.012-D01 | BK | 190 | FR2 | Rw32 | - | - | SI-RH | 1120 |  | 2340 | 48 | FC | PT-1 | - | 0 | 0 | 1030 | 2318 | PT-2 | SF1a | H1x4 | - | EL | - | Y | - | Y | - | H/FSE | DS6 | HND1-6, HND1-12 | - | CL2 | - | - | ST1 | - | */* |  |  | YES
B3 | 11.021 | - | D01 | 11.021-D01 | BK | 144 | FR2 | Rw33 | - | - | DO | 1200 | 1200 | 2340 | 48 | FC | PT-1 | - | 0 | 0 | 2294 | 2309 | PT-2 | SF1c | H1x8 | ML-3 | - | - | - | - | Y | - | L | DS6A | HND1-6, HND1-12 | - | CL2/S | - | ALB | ST1 | - | */* |  |  | YES
B3 | 11.028 | - | D01 | 11.028-D01 | BK | 190 | FR2 | - | - | - | DI | 1020 | 1020 | 2140 | 48 | FC | PT-1 | - | 0 | 0 | 1934 | 2120 | PT-2 | SF1a | H1x8 | ML-3 | - | - | - | - | Y | - | L | DS2 | HND1-6, HND1-12 | K3/K3 | CL2/S | - | ALB | - | - | */* |  |  | YES
B3 | 11.034 | - | D01 | 11.034-D01 | BK | 190 | FR2 | Rw33 | R2.3 | - | SI-RH | 1070 |  | 2040 | 50 | FC | SS1/SS2/LC | - | 0 | 0 | 978 | 2018 | PT-2 | SF1b | H1x4 | - | EL | - | Y | - | Y | - | M/FSE | DS6 | HND1-6, HND1-12 | - | CL2 | - | - | ST1 | - | */* |  |  | YES
B3 | 11.055a | - | D01 | 11.055a-D01 | BK | 190 | FR2 | Rw 33 | - | - | SO-LH | 920 |  | 2040 | 48 | FC | PT-1 | - | 0 | 0 | 832 | 2020 | PT-2 | SF1a | H1x3 | RNL | - | - | - | - | Y | - | L | DS6 | HND6 | - | CL2 | - | - | ST1 | - | */* |  |  | YES
B3 | 11.060b | - | D01 | 11.060b-D01 | CO | 300 | FR2 | - | - | - | SO-RH | 1020 |  | 2340 | 48 | FC | PT-1 | - | 1110 | 2395 | 932 | 2320 | PT-2 | SF1a | H1x4 | RNL | - | - | - | - | Y | - | L | DS2 | HND6 | - | CL2 | - | - | - | - | */* | Additional balustrade BAL-603a to be installed as per AS1657 | _03 | YES
B3 | 11.060b | - | D02 | 11.060b-D02 | CO | 300 | FR2 | - | - | - | DO | 1020 | 1020 | 2340 | 48 | FC | PT-1 | - | 2140 0 |  | 1934 | 2320 | PT-2 | SF1a | H1x8 | RNL | - | - | - | - | Y | - | L | DS2 | HND6x2 | - | CL2/S | - | ALB | - | - | */* | Additional balustrade BAL-603a to be installed as per AS1657 | _03 | YES
B3 | 11.086 | - | D01 | 11.086-D01 | CO | 300 | FR2 | - | - | - | DI | 770 | 770 | 2140 | 48 | FC | PT-1 | - | 1640 | 2195 | 1434 | 2120 | PT-2 | SF1a | H1x8 | MLF-3 | - | - | - | - | Y | - | L | DS2 | HND1-6, HND1-13, H | - | CL2/S | - | ALB | ST1 | - | */* | Key to share with QFES |  | YES
B3 | 11.106 | - | D01 | 11.106-D01 | BK | 190 | FR2 | - | R2.3 | - | DI | 920 | 920 | 2440 | 48 | FC | PT-1 | - | 0 | 0 | 1734 | 2420 | PT-2 | SF1a | H1x8 | - | EL | - | Y | - | Y | - | H/FSE | DS2 | HND1-6, HND1-12 | - | CL2/S | - | ALB | - | - | */* |  |  | YES
B3 | 11.146 | - | D01 | 11.146-D01 | BK | 190 | FR1 | - | - | - | SO-LH | 1120 |  | 2340 | 40 | FC | PT-1 | - | 0 | 0 | 1055 | 2335 | PT-2 | SF1a | H1x4 | ML-3 | - | - | - | - | Y | - | L | DS2 | HND1-6, HND1-12 | E | CL2 | - | - | - | - | */* |  |  | YES
B3 | 11.153 | - | D01 | 11.153-D01 | BK | 190 | FR2 | Rw32 | R2.3 | - | DI | 1020 | 1020 | 2340 | 48 | FC | PT-1 | - | 0 | 0 | 1934 | 2309 | PT-2 | SF1a | H1x8 | ML-3 | - | - | - | - | Y | - | L | DS6A | HND1-6, HND1-12 | - | CL2/S | - | ALB | - | - | */* |  |  | YES
B3 | 11.155 | - | D01 | 11.155-D01 | BK | 190 | FR2 | Rw32 | - | - | DI | 1020 | 1020 | 2340 | 48 | FC | PT-1 | - | 0 | 0 | 1934 | 2309 | PT-2 | SF1a | H1x8 | ML-3 | - | - | - | - | Y | - | L | DS6A | HND1-6, HND1-12 | - | CL2/S | - | ALB | - | - | */* |  |  | YES
B3 | 11.180b | - | D01 | 11.180b-D01 | CO | 300 | FR2 | Rw32 | - | - | SO-RH/1 | 720 |  | 2140 | 48 | FC | PT-1 | - | 810 | 2295 | 656 | 2118 | PT-2 | SF1a | H1x4 | RNL | - | - | - | - | - | - | NONE | DS6 | HND6 | - | CL2 | - | - | ST1 | - | */* | Additional balustrade BAL-603a to be installed as per AS1657 | _03 | YES
B3 | 12.005 | - | D01 | 12.005-D01 | CO | 300 | FR2 | - | - | - | SO-LH | 970 |  | 2040 | 48 | FC | PT-1 | - | 1060 | 2195 2095 | 882 | 2020 | PT-2 | SF1a | H1x3 | ML-4 | - | - | - | - | - | - | NONE | DS2 | HND1-2, HND1-6 | K3/K3 | CL2 | - | - | - | - | */* |  | _03 | YES
B4 | 2.002 | - | D01 | 2.002-D01 | FGL |  | - | - | - | - | SI-LH | 1200 |  | 1200 | 100 | ST-SW | GLD | - |  |  |  |  | PC | ST | H14 | MLD-14 | - | - | - | - | - | - | - | - | - | - | - | - | DB2 | - |  | */* |  |  | YES
B4 | 2.002 | - | D02 | 2.002-D02 | FGL |  | - | - | - | - | SI-LH | 1750 |  | 1200 | 100 | ST-SW | GLD | - |  |  |  |  | PC | ST | H14 | MLD-14 | - | - | - | - | - | - | - | - | - | - | - | - | DB2 | - |  | */* |  |  | YES
B4 | 3.001 | - | D01 | 3.001-D01 | PTN | 220 | - | - | - | - | SAD1 | 1020 |  | 2040 | 40 | SC | SS1/SS2/LC | - | 0 | 0 | 1020 | 2040 | PT-3 | SF5 | - | - | SLEL | PN/PB | - | - | - | - | NONE | - | - | - | CL6A | - | - | - | - | */* | Internal & External Dome Push To Open Button on Braille Plate |  | YES
B4 | 3.002 | - | D01 | 3.002-D01 | BK | 220 | - | - | - | - | SI-RH | 1020 |  | 2040 | 42 | SC | SS2/SS1/LC | - | 0 | 0 | 943 | 2025 | PT-2 | SF2b | H2x4 | ML-13 | - | - | - | - | - | - | None | - | HND1-1, HND1-4, HN | - | CL1 | - | - | ST2 | - | */* |  |  | YES
B4 | 3.003 | - | D01 | 3.003-D01 | PTN | 220 | - | - | - | - | SAD1 | 1020 |  | 2040 | 40 | SC | SS1/SS2/LC | - | 0 | 0 | 1020 | 2040 | PC | SF5 | - | - | SLEL | PN/PB | - | - | - | - | NONE | - | - | - | CL6A | - | - | - | - | */* | PWD Privacy Kit with Status Indicator on Braille Plate. Emergency Entry Over-ride Master Key required |  | YES
B4 | 3.005 | - | D01 | 3.005-D01 | PTN | 220 | - | - | R2.3 | - | SAD1 | 1020 |  | 2040 | 40 | FC | SS1/SS2/LC | - | 0 | 0 | 1020 | 2040 | PC | SF5 | - | - | SLEL | PN/PB | - | - | - | - | NONE | - | - | - | CL6A | - | - | - | - | */* | PWD Privacy Kit with Status Indicator on Braille Plate. Emergency Entry Over-ride Master Key required |  | YES
B4 | 3.007 | - | D01 | 3.007-D01 | BK | 220 | - | - | - | - | SI-LH | 1020 |  | 2040 | 42 | SC | SS2/SS1/LC | - | 0 | 0 | 943 | 2025 | PT-2 | SF2b | H2x4 | ML-13 | - | - | - | - | - | - | NONE | - | HND1-1, HND1-4, HN | - | CL1 | - | - | ST2 | - | */* |  |  | YES
B4 | 05.006a | - | D01 | 05.006a-D01 | BK | 220 | FR2 | - | - | - | SI-LH | 1020 |  | 2140 | 48 | FC | PT-1 | - | 0 | 0 | 937 | 2125 | PT-2 | SF1c | H1x4 | ML-3 | - | - | - | - | Y | - | L | - | HND1-2, HND1-6 | - | CL2 | - | - | ST1 | - | */* |  |  | YES
B4 | 05.008a | - | D01 | 05.008a-D01 | BK | 220 | FR2 | - | - | - | SI-LH | 1020 |  | 2040 | 48 | FC | PT-1 | - | 0 | 0 | 930 | 2018 | PT-2 | SF1c | H1x4 | ML-3 | - | - | - | - | Y | - | L | - | HND1-2, HND1-6 | - | CL2 | - | - | ST1 | - | */* |  |  | YES
B4 | 5.05 | - | D01 | 5.05-D01 | BK | 220 | FR2 | - | - | - | SI-LH | 1020 |  | 2040 | 48 | FC | PT-1 | - | 0 | 0 | 930 | 2018 | PT-2 | SF1c | H1x4 | ML-3 | - | - | - | - | Y | - | L | - | HND1-2, HND1-6 | - | CL2 | - | - | ST1 | - | */* |  |  | YES
B4 | 5.051 | - | D01 | 5.051-D01 | CO | 300 | FR2 | Rw32 | - | - | SI-RH | 1020 |  | 2140 | 48 | FC | PT-1 | - | 1170 | 2325 | 930 | 2118 | PT-2 | SF1c | H1x4 | ML-1 | - | - | - | - | Y | - | L | DS6 | HND1-6, HND1-8 | - | CL2 | - | - | ST1 | - | */* |  |  | YES
B4 | 5.204 | - | D01 | 5.204-D01 | BK | 190 | FR2 | Rw30 | R2.3 | - | SI-LH | 1200 |  | 2040 | 48 | FC | PT-1 | - | 0 | 0 | 1110 | 2018 | PT-2 | SF1a | H1x4 | ML-3 | - | - | - | - | Y | - | L | DS6 | HND1-2, HND1-6 | - | CL2 | - | - | ST1 | - | */* |  |  | YES
B4 | 5.204 | - | D02 | 5.204-D02 | BK | 190 | FR2 | - | R2.3 | - | SO-LH | 1200 |  | 2040 | 48 | FC | PT-1 | - | 0 | 0 | 1112 | 2020 | PT-2 | SF1a | H1x4 | ML-3 | - | - | - | - | Y | - | L | DS2 | HND1-2, HND1-6 | - | CL2 | - | - | - | - | */* |  |  | YES
B4 | 5.205 | - | D01 | 5.205-D01 | BK | 190 | FR2 | Rw30 | R2.3 | - | DI | 1120 | 1120 | 2040 | 50 | FC | SS2/SS1/LC | - | 0 | 0 | 2120 | 2418 | PT-2 | SF1b | H1x6 | PB2B | - | - | - | - | Y | - | L | DS6 | HND1-2 | - | CL2/S | - | - | ST1 | - | */* |  |  | YES
B4 | 5.205 | - | D02 | 5.205-D02 | BK | 190 | FR2 | Rw30 | R2.3 | - | SO-RH | 700 | 0 | 700 | 48 | FC | PT-1 | - | 0 | 0 | 600 | 600 | PT-2 | SF1a | H1x2 | RNL | - | - | - | - | - | - | None | DS6 | HND6 | - | CL3 | - |  | - |  | */* | Access hatch: ACH-504A. Low height door. Warning tape required |  | YES
B4 | 5.205 | - | D03 | 5.205-D03 | BK | 190 | FR2 | Rw30 | R2.3 | - | DI | 1070 | 1070 | 2440 | 50 | FC | SS2/SS1/LC | - | 0 | 0 | 2034 | 2420 | PT-2 | SF1b | H1x8 | - | EL | - | Y | - | Y | - | M/FSE | DS6 | HND1-6, HND1-12 | - | CL2/S | - | ALB | - | - | */* |  |  | YES
B4 | 6.001 | - | D01 | 6.001-D01 | BK | 220 | FR2 | Rw33 | R2.3 | - | SI-RH | 1120 |  | 2040 | 48 | FC | PT-1 | SDV | 0 | 0 | 1030 | 2018 | PT-2 | SF1a | H1x4 | - | EL | - | Y | - | Y | - | H/FSE | DS6 | HND1-6, HND1-12 | K1/K1 | CL1 | - | - | ST1 | - | */* |  |  | YES
B4 | 7.001 | - | D01 | 7.001-D01 | BK | 220 | - | Rw32 | R2.3 | - | SI-RH | 970 |  | 2040 | 45 | FC | PT-1 | - | 0 | 0 | 883 | 2018 | PT-2 | SF1a | H1x3 | - | EL | - | Y | - | Y | - | M/FSE | DS3 | HND1-6, HND1-12 | K1/K1 | CL1 | - | - | ST1 | - | */* |  |  | YES
B4 | 7.002 | - | D02 | 7.002-D02 | BK | 190 | - | Rw32 | R2.3 | - | SO-LH | 920 |  | 2040 | 45 | FC | PT-1 | - | 0 | 0 | 832 | 2020 | PT-2 | SF1a | H1x3 | - | - | - | Y | - | Y | - | M/FSE | DS3 | HND1-6, HND1-12 | K1/K1 | CL1 | - | - | ST1 | - | */* |  |  | YES
B4 | 8.001 | - | D01 | 8.001-D01 | BK | 220 | - | Rw33 | R2.3 | - | SI-RH | 1200 |  | 2350 | 45 | SC | PT-1 | - | 0 | 0 | 1113 | 2328 | PT-2 | SF1a | H1x4 | - | EL | - | Y | - | Y | - | M/FSE | DS6 | HND1-6, HND1-12 | K1/K1 | CL1 | - | - | ST1 | - | */* |  |  | YES
B4 | 8.003 | - | D01 | 8.003-D01 | PTN | 118 | - | Rw30 | - | - | SI-RH | 1020 |  | 2040 | 45 | SC | PT-1 | - | 0 | 0 | 933 | 2018 | PT-3 | SF1a | H1x4 | - | - | - | - | - | - | - | NONE | DS3 | HND3 | K1/K1 | CL1 | - | - | ST2 | - | */* |  |  | YES
B4 | 8.004 | - | D01 | 8.004-D01 | PTN | 118 | - | Rw30 | R2.3 | - | SI-LH | 1020 |  | 2040 | 45 | SC | PT-1 | - | 0 | 0 | 933 | 2018 | PT-3 | SF1a | H1x4 | - | - | - | - | - | - | - | NONE | DS3 | HND3 | K1/K1 | CL1 | - | - | ST2 | - | */* |  |  | YES
B4 | 8.004 | - | D02 | 8.004-D02 | PTN | 118 | - | - | - | - | SI-RH | 970 |  | 2040 | 40 | SC | PT-1 | - | 0 | 0 | 905 | 2035 | PT-3 | SF2a | H2x3 | ML-2 | - | - | - | - | - | - | NONE | - | HND1-3, HND1-7 | K1/K1 | - | - | - | ST2 | - | */* |  |  | YES
B4 | 8.004 | - | D03 | 8.004-D03 | PTN | 118 | - | - | - | - | SI-LH | 970 |  | 2040 | 40 | SC | PT-1 | - | 0 | 0 | 905 | 2035 | PT-3 | SF2a | H2x3 | ML-2 | - | - | - | - | - | - | NONE | - | HND1-3, HND1-7 | K1/K1 | - | - | - | ST2 | - | */* |  |  | YES
B4 | 8.006 | - | D01 | 8.006-D01 | PTN | 118 | - | Rw30 | - | - | SI-LH | 1020 |  | 2040 | 45 | SC | PT-1 | - | 0 | 0 | 933 | 2018 | PT-3 | SF1a | H1x4 | - | - | - | - | - | - | - | NONE | DS3 | HND3 | K1/K1 | CL1 | - | - | ST2 | - | */* |  |  | YES
B4 | 8.007 | - | D01 | 8.007-D01 | BK | 220 | - | Rw32 | R2.3 | - | SI-RH | 1120 |  | 2040 | 45 | SC | PT-1 | VP2 | 0 | 0 | 1033 | 2018 | PT-2 | SF1a | H1x4 | ML-4 | - | - | - | - | - | - | NONE | DS3 | HND1-2, HND1-6 | K1/K1 | CL1 | - | - | ST1 | - | */* |  |  | YES
B4 | 8.01 | - | D01 | 8.01-D01 | PTN | 118 | - | Rw30 | - | - | SI-RH | 920 |  | 2040 | 45 | SC | PT-1 | - | 0 | 0 | 833 | 2018 | PT-3 | SF1a | H1x3 | ML-4 | - | - | - | - | - | - | NONE | DS3 | HND1-2, HND1-6 | K1/K1 | CL1 | - | - | ST1 | - | */* |  |  | YES
B4 | 8.012 | - | D01 | 8.012-D01 | BK | 220 | - | Rw32 | R2.3 | - | SI-LH | 970 |  | 2040 | 45 | SC | PT-1 | VP2 | 0 | 0 | 883 | 2018 | PT-2 | SF1a | H1x3 | ML-4 | - | - | - | - | - | - | NONE | DS3 | HND1-2, HND1-6 | K1/K1 | CL1 | - | - | ST1 | - | */* |  |  | YES
B4 | 8.013 | - | D01 | 8.013-D01 | PTN | 118 | - | - | - | - | SI-RH | 920 |  | 2040 | 40 | SC | PT-1 | - | 0 | 0 | 855 | 2035 | PT-3 | SF2a | H2x3 | ML-3 | - | - | - | - | Y | - | L | - | HND1-2, HND1-6 | K1/K1 | CL1 | - | - | ST1 | - | */* |  |  | YES
B4 | 8.015 | - | D01 | 8.015-D01 | PTN | 118 | - | Rw30 | - | - | SI-RH | 970 |  | 2040 | 45 | SC | PT-1 | - | 0 | 0 | 883 | 2018 | PT-3 | SF1a | H1x3 | ML-2 | - | - | - | - | - | - | NONE | DS3 | HND1-3, HND1-7 | K1/K1 | CL1 | - | - | ST2 | - | */* |  |  | YES
B4 | 8.016 | - | D01 | 8.016-D01 | CO | 300 | FR2 | - | - | - | SI-RH | 970 |  | 2040 | 48 | FC | PT-1 | - | 1060 | 2195 | 882 | 2020 | PT-2 | SF1a | H1x3 | ML-3 | - | - | - | - | - | - | NONE | DS2 | HND1-2, HND1-6 | -/K1 | CL2 | - | - | ST1 | - | */* |  |  | YES
B4 | 8.022 | - | D01 | 8.022-D01 | PTN | 118 | - | Rw32 | - | - | DI | 920 | 920 | 2040 | 45 | SC | PT-1 | - | 0 | 0 | 1740 | 2009 | PT-3 | SF1a | H1x6 | - | EL/R | - | Y | - | Y | - | M/FSE | DS3 | HND1-6, HND1-12 | K1/- | CL2/S | - | FBS | - | - | */* |  |  | YES
B4 | 8.022 | - | D02 | 8.022-D02 | BK | 220 | FR2 | Rw32 | - | - | DI | 920 | 920 | 2040 | 50 | FC | SS2/SS1/LC | - | 0 | 0 | 1730 | 2018 | PT-2 | SF1a | H1x8 | - | EL | - | Y | - | Y | - | M/FSE | DS6 | HND1-6, HND1-12 | - | CL2/S | - | ALB | - | - | */* |  |  | YES
B4 | 8.024 | - | D01 | 8.024-D01 | PTN | 202 | FR2 | Rw30 | R2.3 | - | DI | 1070 | 1070 | 2540 | 50 | FC | SS2/SS1/LC | - | 0 | 0 | 2030 | 2518 | PT-3 | SF1c | H1x8 | - | EMLx2 | PB | Y | - | Y | - | M/FSE | DS6 | HND3x2 | - | CL5x2 | - | DBLx2 | ST1 | - | S03, */* | Oversized Door With 500mm Hinged Panel Over with Rebated Head Detail. QFES route. Auto swing operator applied both door leaf, power operated refer service package |  | YES
B4 | 8.025 | - | D01 | 8.025-D01 | BK | 220 | FR2 | Rw30 | R2.3 | - | SI-RH | 920 |  | 2040 | 50 | FC | SS2/SS1/LC | - | 0 | 0 | 828 | 2018 | PT-2 | SF1b | H1x4 | - | EML | - | Y | - | Y | - | M/FSE | DS6 | HND1-6, HND1-12 | - | CL5 | - | - | ST1 | - | S03, */* | Auto swing operator applied on door leaf, power operated refer service package |  | YES
B4 | 8.205 | - | D01 | 8.205-D01 | BK | 190 | FR2 | - | - | - | SI-LH | 1200 |  | 2040 | 48 | FC | PT-1 | - | 0 | 0 | 1112 | 2020 | PT-2 | SF1a | H1x4 | ML-3 | - | - | - | - | Y | - | L | - | HND1-2, HND1-6 | K3/K3 | CL2 | - | - | ST1 | - | */* |  |  | YES
B4 | 8.206 | - | D01 | 8.206-D01 | BK | 220 | - | Rw33 | R2.3 | - | SI-RH | 1120 |  | 2040 | 45 | SC | PT-1 |  | 0 | 0 | 1033 | 2018 | PT-2 | SF1a | H1x4 | - | EL | - | Y | - | Y | - | M/FSE | DS3 | HND1-6, HND1-12 | K1/K1 | CL1 | - | - | ST1 | - | */* |  |  | YES
B4 | 11.004 | - | D01 | 11.004-D01 | PTN | 190 | FR2 | Rw33 | - | - | SO-RH | 920 |  | 2040 | 45 | FC | PT-1 | - | 0 | 0 | 833 | 2018 | PT-3 | SF1a | H1x3 | ML-3 | - | - | - | - | Y | - | L | DS6 | HND1-2, HND1-6 | - | CL2 | - | - | ST1 | - | */* |  |  | YES
B4 | 11.019 | - | D01 | 11.019-D01 | BK | 144 | FR2 | Rw33 | - | - | DI | 920 | 920 | 2440 | 48 | FC | PT-1 | - | 0 | 0 | 1734 | 2418 | PT-2 | SF1a | H1x8 | ML-3 | - | - | - | - | - | - | NONE | DS6 | HND1-2, HND1-6 | - | CL2/S | - | ALB | ST1 | - | */* |  |  | YES
B4 | 11.024 | - | D01 | 11.024-D01 | BK | 220 | FR2 | - | - | - | SO-LH | 1020 |  | 2240 | 48 | FC | PT-1 | - | 0 | 0 | 932 | 2220 | PT-2 | SF1a | H1x4 | - | EL | - | Y | - | Y | - | H/FSE | DS2 | HND1-6, HND1-12 | - | CL2 | - | - | - | - | */* |  |  | YES
B4 | 11.035 | - | D01 | 11.035-D01 | PTN | 118 | - | - | - | - | SO-LH | 920 |  | 2040 | 40 | SC | PT-1 | - | 0 | 0 | 855 | 2035 | PT-3 | SF2a | H2x3 | RNL | - | - | - | - | - | - | NONE | - | HND6 | - | CL2 | - | - | - | - | */* |  |  | YES
B4 | 11.060a | - | D01 | 11.060a-D01 | PTN | 156 | FR2 | - | - | - | SO-RH | 1020 |  | 2340 | 48 | FC | PT-1 | - | 0 | 0 | 932 | 2320 | PT-2 | SF1a | H1x4 | RNL | - | - | - | - | Y | - | L | DS2 | HND6 | - | CL2 | - | - | - | - | */* |  |  | YES
B4 | 11.060a | - | D02 | 11.060a-D02 | PTN | 156 | FR2 | - | - | - | DO | 1020 | 1020 | 2340 | 48 | FC | PT-1 | - | 0 | 0 | 1934 | 2320 | PT-2 | SF1a | H1x8 | RNL | - | - | - | - | Y | - | L | DS2 | HND6x2 | - | CL2/S | - | ALB | - | - | */* |  |  | YES
B4 | 11.133 | - | D01 | 11.133-D01 | BK | 190 | FR2 | - | - | - | SO-RH | 1020 |  | 2240 | 48 | FC | PT-1 | - | 0 | 0 | 932 | 2220 | PT-2 | SF1a | H1x4 | - | EL | - | Y | - | Y | - | H/FSE | DS2 | HND1-6, HND1-12 | - | CL2 | - | - | - | - | */* |  |  | YES
B4 | 11.157 | - | D01 | 11.157-D01 | BK | 220 | - | - | - | - | DO | 570 | 570 | 2140 | 40 | SC | PT-1 | - | 0 | 0 | 1050 | 2135 | PT-2 | SF2a | H2x8 | RNL/R | - | - | - | - | Y | - | L | - | HND1-2, HND1-6 | - | CL2 | - | FBS | - | - | */* |  |  | YES
B4 | 11.180a | - | D01 | 11.180a-D01 | CO | 300 | FR2 | Rw32 | - | - | SO-RH/1 | 720 |  | 2140 | 48 | FC | PT-1 | - | 810 | 2295 | 656 | 2118 | PT-2 | SF1a | H1x4 | RNL | - | - | - | - | - | - | NONE | DS6 | HND6 | - | CL2 | - | - | ST1 | - | */* |  |  | YES
B4 | 11.194 | - | D01 | 11.194-D01 | BK | 220 | FR2 | Rw30 | R2.3 | - | SI-RH | 920 |  | 2040 | 50 | FC | SS2/SS1/LC | - | 0 | 0 | 828 | 2018 | PT-1 | SF1b | H1x4 | - | EL | - | Y | - | Y | - | M/FSE | DS6 | HND1-6, HND1-12 | - | CL1 | - | - | ST1 | - | */* |  |  | YES
B4 | 11.194 | - | D02 | 11.194-D02 | PTN | 118 | - | Rw30 | - | - | SI-RH | 970 |  | 2040 | 45 | SC | PT-1 | - | 0 | 0 | 883 | 2018 | PT-3 | SF1a | H1x3 | - | EL | - | Y | - | Y | - | L | DS3 | HND1-2, HND1-6 | K1/K1 | CL2 | - | - | ST1 | - | */* |  |  | YES
B4 | 11.203 | - | D01 | 11.203-D01 | BK | 190 | FR2 | Rw33 | R2.3 | - | SO-RH | 1200 |  | 2040 | 50 | FC | SS2/SS1/LC | - | 0 | 0 | 1099 | 2009 | PT-2 | SF1b | H1x4 | ML-3 | - | - | - | - | Y | - | L | DS6A | HND1-2, HND1-6 | - | CL2 | - | - | - | - | */* |  |  | YES
B4 | 11.203 | - | D02 | 11.203-D02 | BK | 190 | FR2 | Rw33 | - | - | SO-RH | 700 | 0 | 700 | 48 | FC | PT-1 | - | 0 | 0 | 600 | 600 | PT-2 | SF1a | H1x2 | RNL | - | - | - | - | - | - | None | DS6 | HND6 | - | CL3 | - |  | - |  | */* | Access hatch: ACH-504A. Low height door. Warning tape required |  | YES
B4 | 11.213 | - | D01 | 11.213-D01 | BK | 190 | FR2 | Rw33 | - | - | SO-RH | 1020 |  | 2040 | 48 | FC | PT-1 | - | 0 | 0 | 930 | 2018 | PT-2 | SF1c | H1x4 | ML-3 | - | - | - | - | Y | - | L | DS6 | HND1-2, HND1-6 | - | CL2 | - | - | ST1 | - | */* |  |  | YES
B4 | 11.217 | - | D01 | 11.217-D01 | BK | 190 | FR2 | Rw30 | - | - | SO-LH | 1020 |  | 2040 | 48 | FC | PT-1 | - | 0 | 0 | 930 | 2018 | PT-2 | SF1a | H1x4 | - | EL | - | Y | - | Y | - | M/FSE | DS6 | HND1-6, HND1-12 | - | CL2 | - | - | - | - | */* |  |  | YES
B4 | 11.217 | - | D02 | 11.217-D02 | BK | 190 | FR2 | Rw30 | - | - | SI-RH | 1120 |  | 2140 | 48 | FC | PT-1 | - | 0 | 0 | 1030 | 2118 | PT-2 | SF1a | H1x4 | ML-3 | - | - | - | - | Y | - | L | DS6 | HND1-2, HND1-6 | - | CL2 | - | - | ST1 | - | */* |  |  | YES
B4 | 11.229b | - | D01 | 11.229b-D01 | BK | 190 | FR2 | Rw30 | - | - | DO | 1020 | 1020 | 2240 | 48 | FC | PT-1 | - | 0 | 0 | 1934 | 2220 | PT-2 | SF1a | H1x8 | ML-3 | - | - | - | - | Y | - | L | DS6 | HND1-2, HND1-6 | - | CL2/S | - | ALB | - | - | */* |  |  | YES
B4 | 11.246 | - | D01 | 11.246-D01 | BK | 190 | FR2 | - | - | - | DO | 1020 | 1020 | 2340 | 48 | FC | PT-1 | - | 0 | 0 | 1934 | 2320 | PT-2 | SF1a | H1x8 | RNL | - | - | - | - | Y | - | L | DS2 | HND6x2 | E | CL2/S | - | ALB | - | - | */* |  |  | YES
B4 | 11.248 | - | D01 | 11.248-D01 | BK | 190 | FR2 | Rw30 | R2.3 | - | DI | 1120 | 1120 | 2440 | 50 | FC | SS2/SS1/LC | - | 0 | 0 | 2130 | 2418 | PT-1 | SF1b | H1x8 | - | EL | - | Y | - | Y | - | M/FSE | DS6 | HND1-6, HND1-12 | - | CL2/S | - | ALB | - | - | */* |  |  | YES
B4 | 11.248 | - | D02 | 11.248-D02 | BK | 190 | FR2 | Rw30 | - | - | SI-RH | 700 | 0 | 700 | 48 | FC | PT-1 | - | 0 | 0 | 600 | 600 | PT-2 | SF1a | H1x2 | RNL | - | - | - | - | - | - | None | DS6 | HND6 | - | CL3 | - |  | - |  | */* | Access hatch: ACH-504A. Low height door. Warning tape required |  | YES
B4 | 11.249 | - | D01 | 11.249-D01 | BK | 190 | FR2 | Rw30 | R2.3 | - | DI | 1120 | 1120 | 2540 | 55 | FC | SS2/SS1/LC | - | 0 | 0 | 2120 | 2518 | PT-2 | SF1b | H1x12 | - | EL | - | Y | - | Y | - | M/FSE | DS6 | HND1-6, HND1-12 | - | CL2/S | - | ALB, CHBx2 | - | - | */* | Oversized door with 500mm Hinged Panel Over |  | YES
B4 | 11.249 | - | D02 | 11.249-D02 | BK | 190 | FR2 | Rw30 | - | - | DI | 1120 | 1120 | 2540 | 55 | FC | SS2/SS1/LC | - | 0 | 0 | 2120 | 2518 | PT-2 | SF1b | H1x12 | ML-3 | - | - | - | - | Y | - | L | DS6 | HND1-2, HND1-6 | - | CL2/S | - | ALB, CHBx2 | ST1 | - | */* | Oversized door with 500mm Hinged Panel Over |  | YES
B4 | 11.249 | - | D03 | 11.249-D03 | BK | 190 | FR2 | Rw30 | - | - | SO-RH | 700 | 0 | 700 | 48 | FC | PT-1 | - | 0 | 0 | 600 | 600 | PT-2 | SF1a | H1x2 | RNL | - | - | - | - | - | - | None | DS6 | HND6 | - | CL3 | - |  | - |  | */* | Access hatch: ACH-504A. Low height door. Warning tape required |  | YES
B4 | 11.252 | - | D01 | 11.252-D01 | BK | 190 | FR2 | Rw33 | - | - | SO-LH | 1020 |  | 2040 | 48 | FC | PT-1 | - | 0 | 0 | 930 | 2018 | PT-2 | SF1c | H1x4 | ML-3 | - | - | - | - | Y | - | L | DS6 | HND1-2, HND1-6 | - | CL2 | - | - | ST1 | - | */* |  |  | YES
B4 | 11.254 | - | D01 | 11.254-D01 | BK | 190 | FR2 | Rw33 | - | -1kPa | SO-RH | 1120 |  | 2140 | 48 | FC | PT-1 | - | 0 | 0 | 1021 | 2109 | PT-2 | SF1a | H1x4 | MLE-1 | - | - | - | - | Y | - | L | DS8B | HND1-6, HND1-8 | - | CL2 | - | - | ST1 | - | */* |  |  | YES
B4 | 11.255 | - | D01 | 11.255-D01 | BK | 190 | FR2 | Rw33 | - | -1kPa | SO-LH | 1120 |  | 2140 | 48 | FC | PT-1 | - | 0 | 0 | 1021 | 2109 | PT-2 | SF1a | H1x4 | MLE-1 | - | - | - | - | Y | - | L | DS8B | HND1-6, HND1-8 | - | CL2 | - | - | ST1 | - | */* |  |  | YES
B4 | 11.256 | - | D01 | 11.256-D01 | BK | 190 | FR2 | Rw33 | - | -1kPa | SO-LH | 1120 |  | 2140 | 48 | FC | PT-1 | - | 0 | 0 | 1021 | 2109 | PT-2 | SF1a | H1x4 | MLE-1 | - | - | - | - | Y | - | L | DS8B | HND1-6, HND1-8 | - | CL2 | - | - | ST1 | - | */* |  |  | YES
B4 | 11.257 | - | D01 | 11.257-D01 | BK | 190 | FR2 | Rw33 | - | -1kPa | SO-RH | 1120 |  | 2140 | 48 | FC | PT-1 | - | 0 | 0 | 1021 | 2109 | PT-2 | SF1a | H1x4 | MLE-1 | - | - | - | - | Y | - | L | DS8B | HND1-6, HND1-8 | - | CL2 | - | - | ST1 | - | */* |  |  | YES
B4 | 11.272 | - | D01 | 11.272-D01 | BK | 190 | FR2 | - | - | - | SO-LH | 1200 |  | 2240 | 48 | FC | PT-1 | - | 0 | 0 | 1140 | 2220 | PT-2 | SF1a | H1x4 | ML-3 | - | - | - | - | Y | - | L | DS2 | HND1-2, HND1-6 | E | CL2 | - | - | ST1 | - | */* |  |  | YES
B4 | 11.273 | - | D01 | 11.273-D01 | BK | 190 | FR2 | - | - | - | SO-RH | 1200 |  | 2240 | 48 | FC | PT-1 | - | 0 | 0 | 1140 | 2220 | PT-2 | SF1a | H1x4 | ML-3 | - | - | - | - | Y | - | L | DS2 | HND1-2, HND1-6 | E | CL2 | - | - | ST1 | - | */* |  |  | YES
B4 | 11.274 | - | D01 | 11.274-D01 | BK | 190 | FR2 | Rw32 | - | - | SO-RH | 1120 |  | 2140 | 48 | FC | PT-1 | - | 0 | 0 | 1030 | 2118 | PT-2 | SF1a | H1x4 | ML-3 | - | - | - | - | Y | - | L | DS6 | HND1-2, HND1-6 | - | CL2 | - | - | - | - | */* |  |  | YES
B4 | 11.275 | - | D01 | 11.275-D01 | BK | 190 | FR2 | Rw32 | - | - | SO-LH | 1120 |  | 2140 | 48 | FC | PT-1 | - | 0 | 0 | 1030 | 2118 | PT-2 | SF1a | H1x4 | ML-3 | - | - | - | - | Y | - | L | DS6 | HND1-2, HND1-6 | - | CL2 | - | - | ST1 | - | */* |  |  | YES
B4 | 11.276 | - | D01 | 11.276-D01 | BK | 190 | FR2 | Rw32 | - | - | SO-LH | 1120 |  | 2140 | 48 | FC | PT-1 | - | 0 | 0 | 1030 | 2118 | PT-2 | SF1a | H1x4 | ML-3 | - | - | - | - | Y | - | L | DS6 | HND1-2, HND1-6 | - | CL2 | - | - | - | - | */* |  |  | YES
B4 | 11.277 | - | D01 | 11.277-D01 | BK | 190 | FR2 | Rw32 | - | - | SO-RH | 1120 |  | 2140 | 48 | FC | PT-1 | - | 0 | 0 | 1030 | 2118 | PT-2 | SF1a | H1x4 | ML-3 | - | - | - | - | Y | - | L | DS6 | HND1-2, HND1-6 | - | CL2 | - | - | ST1 | - | */* |  |  | YES
B4 | 11.279b | - | D01 | 11.279b-D01 | BK | 190 | FR2 | Rw30 | - | - | DO | 870 | 870 | 2440 | 48 | FC | PT-1 | - | 0 | 0 | 1634 | 2418 | PT-2 | SF1a | H1x8 | ML-3 | - | - | - | - | Y | - | L | DS6 | HND1-2, HND1-6 | - | CL2/S | - | ALB | - | - | */* |  |  | YES
B4 | 11.284 | - | D01 | 11.284-D01 | BK | 190 | FR2 | Rw30 | - | - | SO-LH | 1120 |  | 2140 | 48 | FC | PT-1 | - | 0 | 0 | 1030 | 2118 | PT-2 | SF1a | H1x4 | ML-3 | - | - | - | - | - | - | None | DS6 | HND1-2, HND1-6 | - | CL2 | - | - | - | - | */* |  |  | YES
B4 | 11.285 | - | D01 | 11.285-D01 | BK | 190 | FR2 | Rw30 | - | - | SO-LH | 1120 |  | 2140 | 48 | FC | PT-1 | - | 0 | 0 | 1030 | 2118 | PT-2 | SF1a | H1x4 | ML-3 | - | - | - | - | - | - | None | DS6 | HND1-2, HND1-6 | - | CL2 | - | - | - | - | */* |  |  | YES
B4 | 12.001 | - | D01 | 12.001-D01 | PTN | 202 |  | Rw30 | R2.3 | - | SI-LH | 1120 |  | 2040 | 48 | FC | PT-1 | VP2 | 0 | 0 | 1030 | 2018 | PT-3 | SF1a | H1x4 | - | EL | - | Y | - | Y | - | M/FSE | DS6 | HND1-6, HND1-12 | K1/K1 | CL1 | - | - | ST1 | - | */* |  |  | YES
B4 | 12.001 | - | D02 | 12.001-D02 | PTN | 118 | - | Rw30 | R2.3 | - | SI-RH | 970 |  | 2040 | 45 | SC | PT-1 | VP2 | 0 | 0 | 883 | 2018 | PT-3 | SF2a | H1x3 | - | EL | - | Y | - | Y | - | M/FSE | DS3 | HND1-6, HND1-12 | K1/K1 | CL1 | - | - | ST1 | - | */* |  |  | YES
B4 | 12.001 | - | D03 | 12.001-D03 | PTN | 118 | - | - | - | - | SI-LH | 970 |  | 2040 | 40 | SC | PT-1 | - | 0 | 0 | 905 | 2035 | PT-3 | SF2a | H2x3 | ML-4 | - | - | - | - | - | - | NONE | - | HND1-2, HND1-6 | - | - | - | - | ST1 | - | */* |  |  | YES
B4 | 12.001 | - | D04 | 12.001-D04 | PTN | 118 | - | - | - | - | SI-LH | 970 |  | 2040 | 40 | SC | PT-1 | - | 0 | 0 | 905 | 2035 | PT-3 | SF2a | H2x3 | ML-4 | - | - | - | - | - | - | NONE | - | HND1-2, HND1-6 | - | - | - | - | ST1 | - | */* |  |  | YES
B4 | 12.002 | - | D01 | 12.002-D01 | BK | 220 | FR1 | - | - | - | DO | 1020 | 1020 | 2140 | 48 | FC | PT-1 | - | 0 | 0 | 1934 | 2120 | PT-2 | SF1a | H1x8 | ML-4 | - | - | - | - | Y | - | L | DS2 | HND1-2, HND1-6 | K1/- | CL2/S | - | ALB | - | - | */* |  |  | YES
B4 | 12.004 | - | D01 | 12.004-D01 | BK | 220 | - | - | - | - | SI-RH | 920 |  | 2040 | 40 | SC | PT-1 | - | 0 | 0 | 855 | 2035 | PT-2 | SF2a | H2x3 | ML-4 | - | - | - | - | - | - | NONE | - | HND1-2, HND1-6 | K1/K1 | CL2 | - | - | ST1 | - | */* |  |  | YES
B4 | 12.007 | - | D01 | 12.007-D01 | PTN | 118 | - | - | - | - | SO-LH | 970 |  | 2040 | 40 | SC | PT-1 | - | 0 | 0 | 905 | 2035 | PT-3 | SF2a | H2x3 | ML-4 | - | - | - | - | - | - | NONE | - | HND1-2, HND1-6 | K1/K1 | CL2 | - | - | - | - | */* |  |  | YES
B4 | 12.01 | - | D01 | 12.01-D01 | PTN | 118 | - | Rw30 | R2.3 | - | SI-LH | 1020 |  | 2040 | 45 | SC | PT-1 | - | 0 | 0 | 933 | 2018 | PT-3 | SF1a | H1x4 | - | - | - | - | - | - | - | NONE | DS3 | HND3 | K1/K1 | CL1 | - | - | ST2 | - | */* |  |  | YES
B4 | 12.01 | - | D02 | 12.01-D02 | PTN | 118 | - | - | - | - | SI-RH | 970 |  | 2040 | 40 | SC | PT-1 | - | 0 | 0 | 905 | 2035 | PT-3 | SF2a | H2x3 | ML-2 | - | - | - | - | - | - | NONE | - | HND1-3, HND1-7 | K1/K1 | - | - | - | ST2 | - | */* |  |  | YES
B4 | 12.01 | - | D03 | 12.01-D03 | PTN | 118 | - | - | - | - | SI-LH | 970 |  | 2040 | 40 | SC | PT-1 | - | 0 | 0 | 905 | 2035 | PT-3 | SF2a | H2x3 | ML-2 | - | - | - | - | - | - | NONE | - | HND1-3, HND1-7 | K1/K1 | - | - | - | ST2 | - | */* |  |  | YES
B4 | 12.013 | - | D01 | 12.013-D01 | PTN | 118 | - | Rw32 | R2.3 | - | SI-RH | 970 |  | 2040 | 45 | SC | PT-1 | VP2 | 0 | 0 | 883 | 2018 | PT-3 | SF2a | H1x3 | ML-4 | - | - | - | - | - | - | NONE | DS3 | HND1-2, HND1-6 | K1/K1 | CL1 | - | - | ST1 | - | */* |  |  | YES
B4 | 12.015 | - | D01 | 12.015-D01 | CO | 300 | FR2 | - | - | - | DO | 1120 | 1120 | 2240 | 48 | FC | PT-1 | - | 2340 | 2395 | 2134 | 2220 | PT-2 | SF1a | H1x8 | ML-3 | - | - | - | - | Y | - | L | DS2 | HND1-2, HND1-6 | K1/K1 | CL2/S | - | ALB | - | - | */* |  |  | YES
B4 | 12.016 | - | D01 | 12.016-D01 | PTN | 118 | - | - | R2.3 | - | SI-RH | 970 |  | 2040 | 40 | SC | PT-1 | - | 0 | 0 | 905 | 2035 | PT-3 | SF2a | H2x3 | ML-4 | - | - | - | - | - | - | NONE | - | HND1-2, HND1-6 | K1/K1 | CL2 | - | - | ST1 | - | */* |  |  | YES
B4 | 13.204 | - | D01 | 13.204-D01 | BK | 190 | FR2 | Rw32 | - | - | DO | 1070 | 1070 | 2440 | 48 | FC | PT-1 | - | 0 | 0 | 2034 | 2409 | PT-2 | SF1a | H1x8 | - | EL | - | Y | - | Y | - | H/FSE | DS6A | HND1-6, HND1-12 | - | CL2/S | - | ALB | - | - | */* | Key to share with QR |  | YES
B4 | 13.206 | - | D01 | 13.206-D01 | BK | 190 | FR2 | Rw32 | - | - | DO | 1070 | 1070 | 2440 | 48 | FC | PT-1 | - | 0 | 0 | 2034 | 2409 | PT-2 | SF1a | H1x8 | - | EL | - | Y | - | Y | - | H/FSE | DS6A | HND1-6, HND1-12 | - | CL2/S | - | ALB | - | - | */* | Key to share with QR |  | YES
B5 | 11.201 | - | D01 | 11.201-D01 | BK | 190 | FR2 | Rw33 | - | +/-6.5kP | SO-RH | 1120 |  | 2140 | 48 | FC | PT-1 | - | 0 | 0 | 1021 | 2109 | PT-2 | SF1c | H1x4 | MLE-3 | - | - | - | - | Y | - | L | DS8B | HND1-2, HND1-6 | - | CL2 | - | - | ST1 | - | */*, S02 |  |  | YES
B5 | 11.201 | - | D02 | 11.201-D02 | CO | 250 | FR2 | - | - | +/-9kPa | SI-LH | 700 | 0 | 700 | 60 | FC | PT-1 | - | 800 | 800 | 600 | 600 | PT-2 | PTY | H14 | RNL | - | - | - | - | - | - | None | DS4 | HND6 | - | CL3 | - |  | - |  | */*, S02 | Access hatch: ACH-504A. Low height door. Warning tape required |  | YES
B5 | 11.202 | - | D01 | 11.202-D01 | BK | 190 | FR2 | Rw33 | - | +/-6.5kP | SO-LH | 1120 |  | 2140 | 48 | FC | PT-1 | - | 0 | 0 | 1021 | 2109 | PT-2 | SF1a | H1x4 | MLE-3 | - | - | - | - | Y | - | L | DS8B | HND1-2, HND1-6 | - | CL2 | - | - | ST1 | - | */*, S02 |  |  | YES
B5 | 11.202 | - | D02 | 11.202-D02 | CO | 250 | FR2 | - | - | +/-9kPa | SI-RH | 700 | 0 | 700 | 60 | FC | PT-1 | - | 800 | 800 | 600 | 600 | PT-2 | PTY | H14 | RNL | - | - | - | - | - | - | None | DS4 | HND6 | - | CL3 | - |  | - |  | */*, S02 | Access hatch: ACH-504A. Low height door. Warning tape required |  | YES
B5 | 11.206 | - | D01 | 11.206-D01 | CO | 250 | FR2 | - | - | +/-1kPa | SO-RH | 1120 |  | 2140 | 48 | FC | PT-1 | - | 1210 | 2195 | 1032 | 2120 | PT-2 | SF1a | H1x4 | MLE-3 | - | - | - | - | Y | - | L | DS8B | HND1-2, HND1-6 | - | CL2 | - | - | - | - | */*, S02 |  |  | YES
B5 | 11.208 | - | D01 | 11.208-D01 | BK | 190 | FR2 | Rw33 | - | +/-6.5kP | SO-RH | 1120 |  | 2140 | 48 | FC | PT-1 | - | 0 | 0 | 1021 | 2109 | PT-2 | SF1a | H1x4 | MLE-3 | - | - | - | - | Y | - | L | DS8B | HND1-2, HND1-6 | - | CL2 | - | - | ST1 | - | */*, S02 |  |  | YES
B5 | 11.208 | - | D02 | 11.208-D02 | CO | 250 | FR2 | - | - | +/-9kPa | SI-LH | 700 | 0 | 700 | 60 | FC | PT-1 | - | 800 | 800 | 600 | 600 | PT-2 | PTY | H14 | RNL | - | - | - | - | - | - | None | DS4 | HND6 | - | CL3 |  |  | - |  | */*, S02 | Access hatch: ACH-504A. Low height door. Warning tape required |  | YES
B5 | 11.212 | - | D01 | 11.212-D01 | BK | 190 | FR2 | Rw33 | - | +/-6.5kP | SO-LH | 1120 |  | 2140 | 48 | FC | PT-1 | - | 0 | 0 | 1021 | 2109 | PT-2 | SF1c | H1x4 | MLE-3 | - | - | - | - | Y | - | L | DS8B | HND1-2, HND1-6 | - | CL2 | - | - | ST1 | - | */*, S02 |  |  | YES
B5 | 11.212 | - | D02 | 11.212-D02 | CO | 250 | FR2 | - | - | +/-9kPa | SI-RH | 700 | 0 | 700 | 60 | FC | PT-1 | - | 800 | 800 | 600 | 600 | PT-2 | PTY | H14 | RNL | - | - | - | - | - | - | None | DS4 | HND6 | - | CL3 |  |  | - |  | */*, S02 | Access hatch: ACH-504A. Low height door. Warning tape required |  | YES
B5 | 11.214 | - | D01 | 11.214-D01 | CO | 250 | FR2 | - | - | +/-1kPa | SO-LH | 1120 |  | 2140 | 48 | FC | PT-1 | - | 1210 | 2195 | 1032 | 2120 | PT-2 | SF1a | H1x4 | MLE-3 | - | - | - | - | Y | - | L | DS8B | HND1-2, HND1-6 | - | CL2 | - | - | - | - | */*, S02 |  |  | YES
B5 | 11.267 | - | D01 | 11.267-D01 | CO | 250 | FR2 | - | - | +/-1kPa | SO-RH | 700 | 0 | 700 | 60 | FC | PT-1 | - | 800 | 800 | 600 | 600 | PT-2 | PTY | H14 | RNL | - | - | - | - | - | - | None | DS4 | HND6 | - | CL3 | - |  | - |  | *, S02/* | Access hatch: ACH-504A. Low height door. Warning tape required |  | YES
B5 | 11.268 | - | D01 | 11.268-D01 | CO | 250 | FR2 | - | - | +/-1kPa | SO-LH | 700 | 0 | 700 | 60 | FC | PT-1 | - | 800 | 800 | 600 | 600 | PT-2 | PTY | H14 | RNL | - | - | - | - | - | - | None | DS4 | HND6 | - | CL3 | - |  | - |  | *, S02/* | Access hatch: ACH-504A. Low height door. Warning tape required |  | YES
B5 | 11.269 | - | D01 | 11.269-D01 | CO | 250 | FR2 | - | - | +/-1kPa | SO-LH | 700 | 0 | 700 | 60 | FC | PT-1 | - | 800 | 800 | 600 | 600 | PT-2 | PTY | H14 | RNL | - | - | - | - | - | - | None | DS4 | HND6 | - | CL3 | - |  | - |  | *, S02/* | Access hatch: ACH-504A. Low height door. Warning tape required |  | YES
B5 | 11.27 | - | D01 | 11.27-D01 | CO | 250 | FR2 | - | - | +/-1kPa | SO-RH | 700 | 0 | 700 | 60 | FC | PT-1 | - | 800 | 800 | 600 | 600 | PT-2 | PTY | H14 | RNL | - | - | - | - | - | - | None | DS4 | HND6 | - | CL3 | - |  | - |  | *, S02/* | Access hatch: ACH-504A. Low height door. Warning tape required |  | YES
B5 | 11.286 | - | D01 | 11.286-D01 | BK | 190 | FR2 | Rw33 | - | -1kPa | SO-LH | 1120 |  | 2140 | 48 | FC | PT-1 | - | 0 | 0 | 1030 | 2118 | PT-2 | SF1a | H1x4 | MLE-3 | - | - | - | - | Y | - | L | DS8B | HND1-2, HND1-6 | - | CL2 | - | - | - | - | */*, S02 |  |  | YES
B5 | 11.287 | - | D01 | 11.287-D01 | BK | 190 | FR2 | Rw33 | - | -1kPa | SO-RH | 1120 |  | 2140 | 48 | FC | PT-1 | - | 0 | 0 | 1021 | 2109 | PT-2 | SF1a | H1x4 | MLE-3 | - | - | - | - | Y | - | L | DS8B | HND1-2, HND1-6 | - | CL2 | - | - | - | - | */*, S02 |  |  | YES
B6 | 05.201a | - | D01 | 05.201a-D01 | BK | 190 | FR2 | - | R2.3 | - | DI/180 | 920 | 920 | 2540 | 50 | FC | SS2/SS1/LC | - | 0 | 0 | 1800 | 2525 | PT-2 | SF1b | H1x8 | PB2B | ES, PTD | - | Y2 | - | Y | - | M/FSA | - | HND1-13, HND15 | - | CL2/S | - | - | ST1 | - | */* | Key to share with QFES |  | YES
B6 | 05.201a | - | D02 | 05.201a-D02 | BK | 190 | FR2 | - | R2.3 | - | DI/180 | 920 | 920 | 2540 | 50 | FC | SS2/SS1/LC | - | 0 | 0 | 1800 | 2525 | PT-2 | SF1b | H1x8 | PB2B | ES, PTD | - | Y2 | - | Y | - | M/FSA | - | HND1-13, HND15 | - | CL2/S | - | - | ST1 | - | */* | Key to share with QFES |  | YES
B6 | 5.208 | - | D01 | 5.208-D01 | CO | 300 | FR2 | Rw30 | - | -250Pa | SAD3 | 1200 |  | 2250 | 80 | PTY-F/A/P | ZA | - | 1000 | 2150 | 0 |  | PT-2 | PTY/F | - | - | EMSL | PN | Y2 |  | Y | - | H/FSA | TBC | HND9 | - | - | - | - | - |  | S03, */* | Auto swing operator applied both door leaf, power operated refer service package |  | YES
B6 | 5.208 | - | D02 | 5.208-D02 | BK | 156 | FR2 | Rw30 | - | - | DO | 920 | 920 | 2540 | 55 | FC | PT-1 | - | 0 | 0 | 1786 | 2518 | PT-2 | SF1a | H1x12 | - | EMLx2 | PB | Y | - | Y | - | H/FSE | DS6 | HND3x2 | - | CL5 | - | DBLx2, CHBx2 | ST1 | - | S03, */* | Oversized door with 500mm Hinged Panel Over . Auto swing operator applied both door leaf, power operated refer service package |  | YES
B6 | 5.209 | - | D01 | 5.209-D01 | CO | 300 | FR2 | Rw30 | - | -250Pa | SAD3 | 1200 |  | 2250 | 80 | PTY-F/A/P | ZA | - | 1000 | 2150 | 0 |  | PT-2 | PTY/F | - | - | EMSL | PN | Y2 |  | Y | - | H/FSA | TBC | HND9 | - | - | - | - | - |  | */* |  |  | YES
B6 | 5.209 | - | D02 | 5.209-D02 | BK | 190 | FR2 | Rw30 | - | - | SO-RH | 1120 | 0 | 2540 | 55 | FC | PT-1 | - | 0 | 0 | 1050 | 2518 | PT-2 | SF1c | H1x6 | - | EML | PB | Y | - | Y | - | H/FSE | DS6 | HND3 | - | CL5 | - | DBL, CHB | ST1 | - | */* | Oversized door with 500mm Hinged Panel Over |  | YES
B6 | 5.209 | - | D03 | 5.209-D03 | BK | 190 | FR2 | Rw30 | - | - | SO-LH | 700 | 0 | 700 | 48 | FC | PT-1 | - | 0 | 0 | 600 | 600 | PT-2 | SF1a | H1x2 | RNL | - | - | - | - | - | - | None | DS6 | HND6 | - | CL3 | - |  | - |  | */* | Access hatch: ACH-504A. Low height door. Warning tape required |  | YES
B6 | 5.21 | - | D01 | 5.21-D01 | CO | 300 | FR2 | Rw30 | - | -250Pa | SAD3 | 1200 |  | 2250 | 80 | PTY-F/A/P | ZA | - | 1000 | 2150 | 0 |  | PT-2 | PTY/F | - | - | EMSL | PN | Y2 |  | Y | - | H/FSA | TBC | HND9 | - | - | - | - | - |  | */* |  |  | YES
B6 | 5.21 | - | D02 | 5.21-D02 | BK | 156 | FR2 | - | - | - | DO | 920 | 920 | 2440 | 48 | FC | PT-1 | - | 0 | 0 | 1734 | 2420 | PT-2 | SF1a | H1x8 | - | EMLx2 | PB | Y | - | Y | - | M/FSE | DS2 | HND3x2 | - | CL5 | - | DBLx2 | ST1 | - | */* |  |  | YES
B6 | 5.211 | - | D01 | 5.211-D01 | CO | 300 | FR2 | Rw30 | - | -250Pa | SAD3 | 1200 |  | 2250 | 80 | PTY-F/A/P | ZA | - | 1000 | 2150 | 0 |  | PT-2 | PTY/F | - | - | EMSL | PN | Y2 |  | Y | - | H/FSA | TBC | HND9 | - | - | - | - | - |  | */* |  |  | YES
B6 | 5.211 | - | D02 | 5.211-D02 | BK | 190 | FR2 | - | - | - | SO-LH | 1020 |  | 2040 | 48 | FC | PT-1 | - | 0 | 0 | 932 | 2020 | PT-2 | SF1c | H1x4 | - | EML | PB | Y | - | Y | - | M/FSE | DS2 | HND3 | - | CL5 | - | DBL | ST1 | - | */* |  |  | YES
B6 | 5.211 | - | D03 | 5.211-D03 | BK | 190 | FR2 | - | - | - | SO-RH | 700 | 0 | 700 | 48 | FC | PT-1 | - | 0 | 0 | 600 | 600 | PT-2 | SF1a | H1x2 | RNL | - | - | - | - | - | - | None | - | HND6 | - | CL3 | - |  | - |  | */* | Access hatch: ACH-504A. Low height door. Warning tape required |  | YES
B6 | 05.212a | - | D01 | 05.212a-D01 | BK | 190 | FR2 | - | R2.3 | - | DI/180 | 920 | 920 | 2540 | 50 | FC | SS2/SS1/LC | - | 0 | 0 | 1800 | 2525 | PT-2 | SF1b | H1x8 | PB2B | ES, PTD | - | Y2 | - | Y | - | M/FSA | - | HND1-13, HND15 | - | CL2/S | - | - | ST1 | - | */* | Key to share with QFES |  | YES
B6 | 05.212a | - | D02 | 05.212a-D02 | BK | 190 | FR2 | - | R2.3 | - | DI/180 | 920 | 920 | 2540 | 50 | FC | SS2/SS1/LC | - | 0 | 0 | 1800 | 2525 | PT-2 | SF1b | H1x8 | PB2B | ES, PTD | - | Y2 | - | Y | - | M/FSA | - | HND1-13, HND15 | - | CL2/S | - | - | ST1 | - | */* | Key to share with QFES |  | YES
B6 | 8.201 | - | D01 | 8.201-D01 | BK | 190 | FR2 | - | - | - | SI-LH | 1020 |  | 2340 | 48 | FC | PT-1 | - | 0 | 0 | 932 | 2320 | PT-2 | SF1a | H1x4 | ML-3 | - | - | - | - | Y | - | L | DS2 | HND1-2, HND1-6 | K3/K3 | CL2 | - | - | ST1 | - | */* |  |  | YES
B6 | 8.202 | - | D01 | 8.202-D01 | BK | 190 | FR2 | Rw30 | R2.3 | - | SO-LH | 970 |  | 2040 | 50 | FC | SS2/SS1/LC | - | 0 | 0 | 878 | 2018 | PT-2 | SF1b | H1x3 | - | EL | - | Y | - | Y | - | M/FSA | DS6 | HND1-6, HND1-12 | - | CL1 | - |  | - | - | */* |  |  | YES
B6 | 8.203 | - | D01 | 8.203-D01 | BK | 190 | FR2 | Rw30 | R2.3 | - | SO-RH | 970 |  | 2040 | 50 | FC | SS2/SS1/LC | - | 0 | 0 | 878 | 2018 | PT-2 | SF1b | H1x3 | - | EL | - | Y | - | Y | - | M/FSA | DS6 | HND1-6, HND1-12 | - | CL1 | - | - | - | - | */* |  |  | YES
B6 | 8.204 | - | D01 | 8.204-D01 | PTN | 176 | FR2 | Rw30 | - | - | SI-LH | 970 |  | 2040 | 50 | FC | SS1/SS2/LC/SDV | VP2a | 0 | 0 | 878 | 2018 | PT-3 | SF1b | H1x3 | - | EL | - | Y | - | Y | - | H/FSE | DS6 | HND1-6, HND1-12 | - | CL1 | - | - | - | - | */* | Secuirty door viewer door leaf |  | YES
B6 | 8.204 | - | D02 | 8.204-D02 | PTN | 176 | FR2 | Rw30 |  | - | SI-RH | 970 |  | 2040 | 50 | FC | SS1/SS2/LC/SDV | VP2a | 0 | 0 | 878 | 2018 | PT-3 | SF1b | H1x3 | - | EL | - | Y | - | Y | - | H/FSE | DS6 | HND1-6, HND1-12 | - | CL1 | - | - | - | - | */* | Secuirty door viewer door leaf |  | YES
B6 | 11.204 | - | D01 | 11.204-D01 | BK | 190 | FR2 | Rw30 | R2.3 | - | DO | 870 | 870 | 2440 | 48 | FC | PT-1 | - | 0 | 0 | 1634 | 2418 | PT-2 | SF1c | H1x8 | - | EL | - | Y | - | Y | - | H/FSE | DS6 | HND1-6, HND1-12 | - | CL2/S | - | ALB | ST1 | - | */* |  |  | YES
B6 | 11.21 | - | D01 | 11.21-D01 | BK | 190 | FR2 | Rw30 | R2.3 | - | SO-RH | 1120 |  | 2440 | 48 | FC | PT-1 | - | 0 | 0 | 1030 | 2418 | PT-2 | SF1a | H1x5 | - | EL | - | Y | - | Y | - | H/FSE | DS6 | HND1-6, HND1-12 | - | CL2 | - | - | ST1 | - | */* |  |  | YES
B6 | 11.215 | - | D01 | 11.215-D01 | BK | 190 | FR2 | Rw33 | - | - | DO | 920 | 920 | 2340 | 48 | FC | PT-1 | - | 0 | 0 | 1734 | 2309 | PT-2 | SF1c | H1x8 | ML-3 | - | - | - | - | Y | - | L | DS6A | HND1-2, HND1-6 | - | CL2/S | - | ALB | - | - | */* |  |  | YES
B6 | 11.216 | - | D01 | 11.216-D01 | CO | 300 | FR2 | Rw30 | - | - | DO | 920 | 920 | 2540 | 55 | FC | PT-1 | - | 1940 | 2595 | 1786 | 2518 | PT-2 | SF1a | H1x12 | ML-3 | - | - | - | - | Y | - | L | DS6 | HND1-2, HND1-6 | - | CL2/S | - | ALB, CHBx2 | ST1 | - | */* | Oversized door with 500mm Hinged Panel Over |  | YES
B6 | 11.218 | - | D01 | 11.218-D01 | CO | 250 | FR2 | Rw33 | - | +/-6.5kP | DO/180 | 970 | 970 | 2140 | 48 | FC | PT-1 | - | 2040 | 2195 | 1868 | 2109 | PT-2 | SF1a | H1x8 | ML-3 | - | - | - | - | Y | - | L | DS8A | HND1-2, HND1-6 | - | CL2/S | - | ALB | - | - | S02, */* |  |  | YES
B6 | 11.219 | - | D01 | 11.219-D01 | CO | 250 | FR2 | Rw33 | - | +/-6.5kP | DO/180 | 970 | 970 | 2140 | 48 | FC | PT-1 | - | 2040 | 2195 | 1868 | 2109 | PT-2 | SF1a | H1x8 | ML-3 | - | - | - | - | Y | - | L | DS8A | HND1-2, HND1-6 | - | CL2/S | - | ALB | - | - | S02, */* |  |  | YES
B6 | 11.22 | - | D01 | 11.22-D01 | BK | 190 | FR2 | Rw30 | - | - | SO-RH | 920 |  | 2040 | 50 | FC | SS2/SS2/LC | - | 0 | 0 | 828 | 2018 | PT-2 | SF1b | H1x3 | - | EL | - | Y | - | Y | - | M/FSE | DS6 | HND1-2, HND1-6 | - | CL2 | - | - | - | - | */* |  |  | YES
B6 | 11.221 | - | D01 | 11.221-D01 | BK | 190 | FR2 | Rw30 | - | - | SI-LH | 970 |  | 2040 | 50 | FC | SS2/SS2/LC | - | 0 | 0 | 885 | 2009 | PT-2 | SF1c | H1x3 | - | EL | - | Y | - | Y | - | M/FSE | DS6 | HND1-6, HND1-12 | - | CL2 | - | - | ST1 | - | */* |  |  | YES
B6 | 11.222 | - | D01 | 11.222-D01 | BK | 190 | FR2 | Rw30 | - | - | SI-LH | 970 |  | 2040 | 50 | FC | SS2/SS2/LC | - | 0 | 0 | 878 | 2018 | PT-2 | SF1c | H1x3 | - | EL | - | Y | - | Y | - | M/FSE | DS6 | HND1-6, HND1-12 |  | CL2 | - | - | ST1 | - | */* |  |  | YES
B6 | 11.223 | - | D01 | 11.223-D01 | BK | 190 | FR2 | Rw30 | - | - | SO-RH | 970 |  | 2040 | 50 | FC | SS2/SS2/LC | - | 0 | 0 | 878 | 2018 | PT-2 | SF1b | H1x3 | - | EL | - | Y | - | Y | - | M/FSE | DS6 | HND1-2, HND1-6 | - | CL2 | - | - | - | - | */* |  |  | YES
B6 | 11.224 | - | D01 | 11.224-D01 | CO | 300 | FR2 | Rw30 | - | - | DO | 920 | 920 | 2440 | 48 | FC | PT-1 | - | 1940 | 2495 | 1734 | 2409 | PT-2 | SF1a | H1x8 | - | EL | - | Y | - | Y | - | M/FSE | DS6 | HND1-6, HND1-12 | - | CL2/S | - | ALB | ST1 | - | */* |  |  | YES
B6 | 11.225a | - | D01 | 11.225a-D01 | CO | 250 | FR2 | Rw33 | - | +/-6.5kP | DO/180 | 970 | 970 | 2140 | 48 | FC | PT-1 | - | 2040 | 2195 | 1868 | 2109 | PT-2 | SF1a | H1x8 | ML-3 | - | - | - | - | Y | - | L | DS8A | HND1-2, HND1-6 | - | CL2/S | - | ALB | ST1 | - | S02, */* |  |  | YES
B6 | 11.226a | - | D01 | 11.226a-D01 | CO | 250 | FR2 | Rw33 | - | +/-6.5kP | DO/180 | 970 | 970 | 2140 | 48 | FC | PT-1 | - | 2040 | 2195 | 1886 | 2118 | PT-2 | SF1a | H1x8 | ML-3 | - | - | - | - | Y | - | L | DS8A | HND1-2, HND1-6 | - | CL2/S | - | ALB | - | - | S02, */* |  |  | YES
B6 | 11.228a | - | D02 | 11.228a-D02 | BK | 190 | FR2 | Rw30 | R2.3 | - | SO-RH | 920 |  | 2340 | 50 | FC | SS1/SS2/LC | - | 0 | 0 | 828 | 2318 | PT-2 | SF1a | H1x4 | ML-3 | - | - | - | - | Y |  | L | DS6 | HND1-2, HND1-6 | - | CL2 | - | - | - | - | */* |  |  | YES
B6 | 11.231 | - | D01 | 11.231-D01 | BK | 190 | FR2 | Rw30 | - | - | DO | 1020 | 1020 | 2340 | 50 | FC | SS1/SS2/LC | - | 0 | 0 | 1930 | 2318 | PT-2 | SF1b | H1x8 | - | EL | - | Y | - | Y | - | H/FSE | DS6 | HND1-6, HND1-12 | - | CL2/S | - | ALB | - | - | */* |  |  | YES
B6 | 11.232 | - | D01 | 11.232-D01 | BK | 190 | FR2 | Rw30 | - | - | DO | 1020 | 1020 | 2340 | 50 | FC | SS1/SS2/LC | - | 0 | 0 | 1930 | 2318 | PT-2 | SF1b | H1x8 | - | EL | - | Y | - | Y | - | H/FSE | DS6 | HND1-6, HND1-12 | - | CL2/S | - | ALB | - | - | */* |  |  | YES
B6 | 11.242 | - | D01 | 11.242-D01 | CO | 250 | FR2 | Rw30 | R2.3 | - | SO-RH | 1120 |  | 2440 | 48 | FC | PT-1 | - | 1210 | 2495 | 1030 | 2418 | PT-2 | SF1a | H1x5 | - | EL | - | Y | - | Y | - | H/FSE | DS6 | HND1-6, HND1-12 | - | CL2 | - | - | - | - | */* |  |  | YES
B6 | 11.247 | - | D01 | 11.247-D01 | BK | 190 | FR2 | Rw30 | R2.3 | - | SO-LH | 1020 |  | 2340 | 50 | FC | SS2/SS2/LC | - | 0 | 0 | 928 | 2318 | PT-2 | SF1b | H1x4 | - | EL | - | Y | - | Y | - | M/FSE | DS6 | HND1-2, HND1-6 | - | CL2 | - | - | - | - | */* |  |  | YES
B6 | 11.253 | - | D01 | 11.253-D01 | BK | 190 | FR2 | Rw30 | R2.3 | - | SO-RH | 1120 |  | 2340 | 50 | FC | SS2/SS2/LC | - | 0 | 0 | 1028 | 2318 | PT-2 | SF1b | H1x4 | - | EL | - | Y | - | Y | - | M/FSE | DS6 | HND1-2, HND1-6 | - | CL2 | - | - | - | - | */* |  |  | YES
B6 | 11.26 | - | D01 | 11.26-D01 | BK | 190 | FR2 | Rw30 | R2.3 | - | DO | 920 | 920 | 2340 | 50 | FC | SS2/SS2/LC | - | 0 | 0 | 1730 | 2318 | PT-2 | SF1c | H1x8 | - | EL | - | Y | - | Y | - | H/FSE | DS2 | HND1-6, HND1-12 | - | CL2/S | - | ALB | - | - | */* |  |  | YES
B6 | 11.279a | - | D01 | 11.279a-D01 | BK | 190 | FR2 | Rw30 | R2.3 | - | DO | 870 | 870 | 2340 | 50 | FC | SS2/SS2/LC | - | 0 | 0 | 1630 | 2318 | PT-2 | SF1c | H1x8 | RNL | - | - | - | - | Y | - | L | DS6 | HND6x2 |  | CL2/S | - | ALB | - | - | */* |  |  | YES
B6 | 11.28 | - | D01 | 11.28-D01 | BK | 190 | FR2 | Rw30 | - | - | DO | 1350 | 1350 | 2240 | 50 | FC | SS2/SS2/LC | - | 0 | 0 | 2590 | 2218 | PT-2 | SF1b | H1x8 | - | EL | - | Y | - | Y | - | M/FSE | DS6 | HND6x2 |  | CL2/S | - | ALB | - | - | */* |  |  | YES
B6 | 11.281 | - | D01 | 11.281-D01 | BK | 190 | FR2 | Rw30 | - | - | DO | 1170 | 1170 | 2240 | 50 | FC | SS2/SS2/LC | - | 0 | 0 | 2230 | 2218 | PT-2 | SF1b | H1x8 | - | EL | - | Y | - | Y | - | M/FSE | DS6 | HND6x2 |  | CL2/S | - | ALB | - | - | */* |  |  | YES
B6 | 11.282 | - | D01 | 11.282-D01 | BK | 190 | FR2 | - | - | - | DO | 820 | 820 | 2340 | 48 | FC | PT-1 | - | 0 | 0 | 1534 | 2320 | PT-2 | SF1a | H1x8 | - | EL | - | Y | - | Y | - | H/FSE | DS2 | HND1-6, HND1-12 | - | CL2/S | - | ALB | ST1 | - | */* |  |  | YES
B6 | 11.288 | - | D01 | 11.288-D01 | BK | 190 | FR2 | Rw30 | - | - | DO | 920 | 920 | 2340 | 50 | FC | SS1/SS2/LC | - | 0 | 0 | 1730 | 2318 | PT-2 | SF1b | H1x8 | - | EL | - | Y | - | Y | - | M/FSE | DS6 | HND6x2 | - | CL2/S | - | ALB | ST1 | - | */* |  |  | YES
B6 | 11.289 | - | D01 | 11.289-D01 | BK | 190 | FR2 | Rw30 | - | - | DO | 920 | 920 | 2340 | 50 | FC | SS1/SS2/LC | - | 0 | 0 | 1730 | 2318 | PT-2 | SF1b | H1x8 | - | EL | - | Y | - | Y | - | M/FSE | DS6 | HND6x2 | - | CL2/S | - | ALB | ST1 | - | */* |  |  | YES
B6 | 12.201 | - | D01 | 12.201-D01 | BK | 190 | FR2 | - | - | - | SO-LH | 1020 |  | 2040 | 50 | FC | SS1/SS2/LC | - | 0 | 0 | 928 | 2018 | PT-2 | SF1b | H1x4 | ML-3 | - | - | - | - | Y | - | L | DS2 | HND1-2, HND1-6 | - | CL2 | - | - | - | - | */* |  |  | YES
B6 | 13.201 | - | D01 | 13.201-D01 | BK | 190 | FR2 | Rw30 | R2.3 | - | DO | 1070 | 1070 | 2440 | 48 | FC | PT-1 | - | 0 | 0 | 2086 | 2418 | PT-2 | SF1a | H1x8 | - | EL | - | Y | - | Y | - | H/FSE | DS6 | HND1-6, HND1-12 | - | CL2/S | - | ALB | ST1 | - | */* |  |  | YES
B6 | 13.202 | - | D01 | 13.202-D01 | CO | 300 | FR2 | Rw30 | R2.3 | - | SO-RH | 1120 | 0 | 2540 | 55 | FC | PT-1 | VP3 | 1210 | 2595 | 1050 | 2518 | PT-2 | SF1a | H1x6 | - | EL | - | Y | - | Y | - | H/FSE | DS6 | HND1-6, HND1-12 | - | CL2 | - | CHB | ST1 | - | */* | Oversized door with 300mm Hinged Panel Over |  | YES
B6 | 13.202 | - | D02 | 13.202-D02 | CO | 250 | FR2 | Rw30 | R2.3 | - | DO/180 | 1070 | 1070 | 3000 | 55 | FC | PT-1 | VP3 | 2240 | 3055 | 2086 | 2978 | PT-2 | SF1a | H1x12 | ML-3 | - | - | - | - | Y | - | L | DS6 | HND1-2, HND1-6 | - | CL2/S | - | ALB, CHBx2 | - | - | */* | Oversized door with 760mm Hinged Panel Over |  | YES
B6 | 13.203 | - | D01 | 13.203-D01 | BK | 190 | FR2 | Rw30 | R2.3 | - | DO | 1070 | 1070 | 2440 | 48 | FC | PT-1 | - | 0 | 0 | 2086 | 2418 | PT-2 | SF1a | H1x8 | - | EL | - | Y | - | Y | - | H/FSE | DS6 | HND1-6, HND1-12 | - | CL2/S | - | ALB | - | - | */* |  |  | YES
B6 | 13.205 | - | D01 | 13.205-D01 | BK | 190 | FR2 | Rw33 | - | - | DO | 1120 | 1120 | 2540 | 55 | FC | PT-1 | - | 0 | 0 | 2120 | 2509 | PT-2 | SF1a | H1x12 | ML-3 | - | - | - | - | Y | - | L | DS6A | HND1-2, HND1-6 | - | CL2/S | - | ALB, CHBx2 | ST1 | - | */* | Oversized door with 500mm Hinged Panel Over |  | YES
B6 | 13.207 | - | D01 | 13.207-D01 | CO | 300 | FR2 | Rw30 | R2.3 | - | SO-LH | 1120 |  | 2440 | 48 | FC | PT-1 | - | 1210 | 2495 | 1030 | 2418 | PT-2 | SF1a | H1x4 | - | EL | - | Y | - | Y | - | H/FSE | DS6 | HND1-6, HND1-12 | - | CL2 | - | - | ST1 | - | */* |  |  | YES
B6 | 13.207 | - | D02 | 13.207-D02 | CO | 300 | FR2 | Rw30 | R2.3 | - | SO-RH | 1120 |  | 2440 | 48 | FC | PT-1 | - | 1210 | 2495 | 1030 | 2418 | PT-2 | SF1a | H1x4 | - | EL | - | Y | - | Y | - | H/FSE | DS6 | HND1-6, HND1-12 | - | CL2 | - | - | ST1 | - | */* |  |  | YES
B6 | 13.208 | - | D01 | 13.208-D01 | BK | 190 | FR2 | Rw30 | R2.3 | - | SO-RH | 1120 |  | 2440 | 48 | FC | PT-1 | - | 0 | 0 | 1030 | 2418 | PT-2 | SF1c | H1x4 | - | EL | - | Y | - | Y | - | H/FSE | DS6 | HND1-6, HND1-12 | - | CL2 | - | - | ST1 | - | */* |  |  | YES
B6 | 13.208 | - | D02 | 13.208-D02 | CO | 250 | FR2 | Rw30 | R2.3 | - | SO-LH | 1200 | 0 | 2540 | 55 | FC | PT-1 | - | 1290 | 2595 | 1130 | 2518 | PT-2 | SF1a | H1x6 | ML-3 | - | - | - | - | Y | - | L | DS6 | HND1-2, HND1-6 | - | CL2 | - | CHB | - | - | */* | Oversized door with 300mm Hinged Panel Over |  | YES
B6 | 13.208 | - | D03 | 13.208-D03 | BK | 190 | FR2 | Rw30 | - | - | SI-RH | 1020 |  | 2040 | 48 | FC | PT-1 | VP3 | 0 | 0 | 930 | 2018 | PT-2 | SF1a | H1x4 | ML-3 | - | - | - | - | Y | - | L | DS6 | HND1-2, HND1-6 | - | CL2 | - | - | - | - | */* |  |  | YES
B8 | 11.241 | - | D01 | 11.241-D01 | CO | 350 | FR2 | Rw33 | - | +/-6.5kP | SO-LH | 1020 |  | 2040 | 48 | FC | PT-1 | - | 1110 | 2195 | 921 | 2009 | PT-2 | SF1a | H1x4 | MLE-3 | - | - | - | - | Y | - | L | DS8B | HND1-2, HND1-6 | - | CL2 | - | - | - | - | */* |  |  | YES
B8 | 11.241 | - | D02 | 11.241-D02 | CO | 350 | FR2 | Rw33 | - | +/-6.5kP | SO-RH | 1020 |  | 2040 | 48 | FC | PT-1 | - | 1110 | 2195 | 921 | 2009 | PT-2 | SF1a | H1x4 | MLE-3 | - | - | - | - | Y | - | L | DS8B | HND1-2, HND1-6 | - | CL2 | - | - | - | - | */* |  |  | YES
INB/P2 - L0 | _08.15 | - | D01 | _08.15-D01 | BK | 195 | - | - | - | - | SI-LH | 970 |  | 2040 | 42 | SC | PC | - | 0 | 0 | 893 | 2025 | PC PT-1 | ST SF1b | H1x4 | ML-3 | - | - | - | - | Y | - | L | DS5 | HND1-6 | K1 | CL2 | - | - | ST1 | - | */* | XPT | _03 | YES
INB/P2 - L0 | _08.151 | - | D02 | _08.151-D02 | BK | 195 | - | - | - | - | SI-RH | 970 |  | 2040 | 42 | SC | PC | - | 0 | 0 | 893 | 2025 | PC PT-1 | ST SF1b | H1x4 | ML-3 | - | - | - | - | Y | - | L | DS5 | HND1-6 | K1 | CL2 | - | - | ST1 | - | */* | XPT | _03 | YES
INB/P2 - L0 | 11.063 | - | D01 | 11.063-D01 | BK | 195 | FR2 | - | - | - | SO-RH | 970 |  | 2040 | 50 | FC | PC | - | 0 | 0 | 880 | 2020 | PC PT-1 | SF1a SF2b | H1x4 | ML-3 | - | - | - | - | Y | - | L | DS5 | HND1-6 | E | CL2 | - | - | ST1 | - | */* | XPT | _03 | YES
INB/P2 - L0 | 12.017 | - | D01 | 12.017-D01 | BK | 195 | - | - | - | - | SI-LH | 970 |  | 2040 | 42 | SC | PC | - | 0 | 0 | 893 | 2025 | PC PT-1 | ST SF1b | H1x4 | ML-3 | - | - | - | - | Y | - | L | DS5 | HND1-6 | K1 | CL2 | - | - | ST1 | - | */* | XPT | _03 | YES
INB/P2 - L0 | 12.018 | - | D01 | 12.018-D01 | BK | 195 | - | - | - | - | SI-RH | 970 |  | 2040 | 42 | SC | PC | - | 0 | 0 | 893 | 2025 | PC PT-1 | ST SF1b | H1x4 | ML-3 | - | - | - | - | Y | - | L | DS5 | HND1-6 | K1 | CL2 | - | - | ST1 | - | */* | XPT | _03 | YES
L0 | 2.008 | - | D01 | 2.008-D01 | FGL |  | - | - | - | - | SO-RH | 1200 |  | 2500 | 18 | ST-SW | GLD | - |  |  |  |  | PC | ST | H14 | PB1B | EL | - | Y2 | - | Y | Y | L | - | HND1-2 | - | CL2 | - | - | - |  | */* | After hour gate |  | YES
L0 | 2.008 | - | D02 | 2.008-D02 | FGL |  | - | - | - | - | DO | 1400 | 1400 | 1200 | 18 | ST-SW | GLD | - |  |  |  |  | PC | ST | H14 | MLD-14 | - | - | - | - | - | - | - | - | - | - | - | - | DB3x2 | - |  | */* |  |  | YES
L0 | 2.008 | - | D03 | 2.008-D03 | FGL |  | - | - | - | - | SI-RH | 1450 |  | 1200 | 18 | ST-SW | GLD | - |  |  |  |  | PC | ST | H14 | MLD-14 | - | - | - | - | - | Y | - | - | - | - | - | - | DB3 | - |  | */* |  |  | YES
L0 | 2.008 | - | D04 | 2.008-D04 | FGL |  | - | - | - | - | SI-LH | 1200 |  | 2500 | 18 | ST-SW | GLD | - |  |  |  |  | PC | ST | H14 | PB1B | - | - | - | - | Y | Y | L | - | HND1-2 | - | CL2 | - | - | - |  | */* |  |  | YES
L0 | 2.008 | - | D05 | 2.008-D05 | FGL |  | - | - | - | - | SI-LH | 1200 |  | 2500 | 18 | ST-SW | GLD | - |  |  |  |  | PC | ST | H14 | PB1B | - | - | - | - | Y | Y | L | - | HND1-2 | - | CL2 | - | - | - |  | */* |  |  | YES
L0 | 2.008 | - | D06 | 2.008-D06 | FGL |  | - | - | - | - | DO | 1400 | 1400 | 2500 | 18 | ST-SW | GLD | - |  |  |  |  | PC | ST | H14 | MLD-14 | - | - | - | - | - | - | - | - | - | - | - | - | DB3x2 | - |  | */* |  |  | YES
L0 | 2.008 | - | D13 | 2.008-D13 | FGL |  | - | - | - | - | SI-LH | 1450 |  | 1200 | 18 | ST-SW | GLD | - |  |  |  |  | PC | ST | H14 | MLD-14 | - | - | - | - | - | - | - | - | - | - | - | - | DB3x2 | - |  | */* |  |  | YES
L0 | 2.008 | - | D14 | 2.008-D14 | CO | 300 | FR2 | - | - | - | SO-RH | 920 |  | 2040 | 48 | FC | PT-1 |  | 1010 | 2095 | 832 | 2020 | PT-2 | SF1a | H1x3 | ML-3 | - | - | - | - | Y | - | L | - | HND1-2, HND1-6 | - | CL2 | - | - | - | Y | */* |  |  | YES
L0 | 2.009 | - | D02 | 2.009-D02 | FGL |  | - | - | - | - | SO-LH | 840 |  | 2385 | 18 | ST-SW | GLD | - | 0 | 0 |  |  | PC | ST | H14 | ML-3 | - | - | Y | - | Y | - | M/FSA |  | HND1-2, HND1-6 | - | CL1 | - |  | - |  | */* |  |  | YES
L0 | 2.009 | - | D03 | 2.009-D03 | ILG | 180 |  | - | - | - | SO-LH | 720 |  | 2140 | 50 | FC | SS1/SS2/LC |  | 0 | 0 | 630 | 2120 | PT-2 | SF1b | H1x4 | ML-3 | - | - | - | - | Y | - | L | DS2 | HND1-2, HND1-6 | - | CL2 | - | - | ST1 | - | */* | - |  | YES
L0 | 05.006e | - | D01 | 05.006e-D01 | CO | 300 | FR2 | Rw32 | - | - | SI-RH | 1020 |  | 2140 | 48 | FC | PT-1 | - | 1170 | 2325 | 930 | 2118 | PT-2 | SF1c | H1x4 | ML-3 | - | - | - | - | Y | - | L | DS6 | HND1-2, HND1-6 | - | CL2 | - | - | ST1 | - | */* |  |  | YES
L0 | 05.006e | - | D02 | 05.006e-D02 | CO | 300 | FR2 | - | - | - | SO-LH | 1020 |  | 2140 | 50 | FC | SS1/SS2/LC | - | 1170 | 2225 | 930 | 2120 | PT-2 | SF1b | H1x4 | PB1B | - | - | Y | - | Y | - | L | DS5 | HND1-2 | - | CL2 | - | - | - | Y | */* |  |  | YES
L0 | 05.008e | - | D01 | 05.008e-D01 | CO | 300 | FR2 | - | - | - | SO-LH | 1020 |  | 2140 | 50 | FC | SS1/SS2/LC | - | 1130 | 2205 | 930 | 2120 | PT-2 | SF1b | H1x4 | PB1B | - | - | - | - | Y | - | L | DS5 | HND1-2 | - | CL2 | - | - | - | Y | */* |  |  | YES
L0 | 05.017a | - | D01 | 05.017a-D01 | CO | 300 | FR2 | - | - | - | SI-LH | 1020 |  | 2140 | 48 | FC | PT-1 | - | 1170 | 2325 | 937 | 2125 | PT-2 | SF1c | H1x4 | ML-3 | - | - | - | - | Y | - | L | - | HND1-2, HND1-6 | - | CL2 | - | - | ST1 | - | */* |  |  | YES
L0 | 05.017a | - | D02 | 05.017a-D02 | CO | 300 | FR2 | - | - | - | DO | 820 | 820 | 2340 | 50 | FC | SS1/SS2/LC | - | 1760 | 2415 | 1530 | 2320 | PT-2 | SF1b | H1x8 | PB2B | - | - | - | - | Y | - | L | DS5 | HND1-2 | - | CL2/S | - | - | - | Y | */* |  |  | YES
L0 | 05.031d | - | D03 | 05.031d-D03 | BK | 190 | FR2 | - | - | - | SI-RH | 820 |  | 2240 | 48 | FC | PT-1 | - | 0 | 0 | 737 | 2225 | PT-2 | SF1a | H1x4 | ML-3 | - | - | - | - | - | - | None | - | HND1-2, HND1-6 | - | CL2 | - | - | ST1 | - | */* |  |  | YES
L0 | 05.031d | - | D01 | 05.031d-D01 | CO | 500 | FR2 | Rw40 | - | - | DO | 1020 | 1020 | 2040 | 57 | FC | SS1/SS2/LC | - | 2160 | 2105 | 1916 | 2001 | PT-2 | SF1b | H1x8 | PB2B | - | - | - | - | Y | - | L | DS2 | HND1-2 | - | CL2/S | - | - | - | Y | */* |  |  | YES
L0 | 05.031d | - | D02 | 05.031d-D02 | CO | 500 | FR2 | Rw40 | - | - | DO | 1020 | 1020 | 2040 | 57 | FC | SS1/SS2/LC | - | 2160 | 2105 | 1916 | 2001 | PT-2 | SF1b | H1x8 | PB2B | - | - | - | - | Y | - | L | DS2 | HND1-2 | - | CL2/S | - | - | - | Y | */* |  |  | YES
L0 | 6.002 | - | D01 | 6.002-D01 | PTN | 225 | FR2 | Rw30 | R2.3 | - | SO-RH | 920 |  | 2340 | 50 | FC | SS1/SS2/LC | SDV | 0 | 0 | 828 | 2318 | PT-3 | SF1b | H1x4 | - | EL | - | Y | - | Y | - | M/FSE | DS6 | HND1-6, HND1-12 | - | CL1 | - | - | ST1 | - | */* | Key to share with QR |  | YES
L0 | 6.003 | - | D01 | 6.003-D01 | PTN | 118 | - | Rw32 | - | - | SI-LH | 920 |  | 2040 | 45 | SC | PT-1 | - | 0 | 0 | 833 | 2018 | PT-3 | SF2a | H1x3 | ML-3 | - | - | - | - | Y | - | L | DS3 | HND1-6, HND1-12 | K1/K1 | CL1 | - | - | - | - | */* |  |  | YES
L0 | 8.005 | - | D01 | 8.005-D01 | BK | 190 | FR2 | - | - | - | DO | 1020 | 1020 | 2040 | 48 | FC | PT-1 | - | 0 | 0 | 1934 | 2020 | PT-2 | SF1a | H1x8 | ML-3 | - | - | - | - | Y | - | L | DS2 | HND1-2, HND1-6 | - | CL2/S | - | ALB | - | - | */* |  |  | YES
L0 | 8.005 | - | D02 | 8.005-D02 | CO | 300 | FR2 | - | - | - | DO | 1250 | 1250 | 2140 | 50 | FC | SS2/SS2/LC | - | 2620 | 2205 | 2390 | 2120 | PT-2 | SF1b | H1x8 | ML-6 | - | - | - | - | - | - | NONE | DS5 | HND1-6, HND1-9 | - | CL2/S | - | ALB | - | Y | */* | Exit Only |  | YES
L0 | 8.008 | - | D01 | 8.008-D01 | PTN | 144 | FR2 | - | - | - | SI-RH | 1020 |  | 2040 | 48 | FC | PT-1 |  | 0 | 0 | 932 | 2020 | PT-3 | SF1a | H1x4 | ML-4 | - | - | - | - | - | - | NONE | DS2 | HND1-2, HND1-6 | K3/K3 | CL1 | - | - | ST1 | - | */* |  |  | YES
L0 | 8.008 | - | D02 | 8.008-D02 | PTN | 144 | FR2 | - | - | - | SI-LH | 1020 |  | 2040 | 48 | FC | PT-1 |  | 0 | 0 | 932 | 2020 | PT-3 | SF1a | H1x4 | ML-4 | - | - | - | - | - | - | NONE | DS2 | HND1-2, HND1-6 | K3/K3 | CL1 | - | - | ST1 | - | */* |  |  | YES
L0 | 8.008 | - | D03 | 8.008-D03 | PTN | 144 | FR2 | - | - | - | SI-LH | 1020 |  | 2040 | 48 | FC | PT-1 |  | 0 | 0 | 932 | 2020 | PT-3 | SF1a | H1x4 | - | EL | - | Y | - | Y | - | M/FSA | DS2 | HND1-6, HND1-12 | K3/K3 | CL1 | - | - | ST1 | - | */* |  |  | YES
L0 | 8.014 | - | D01 | 8.014-D01 | PTN | 118 | - | - | - | - | SO-RH | 920 |  | 2140 | 40 | SC | PT-1 | - | 0 | 0 | 855 | 2135 | PT-3 | SF2a | H2x4 | ML-3 | - | - | - | - | Y | - | L | - | HND1-2, HND1-6 | - | CL1 | - | - | ST1 | - | */* |  |  | YES
L0 | 8.023 | - | D01 | 8.023-D01 | CO | 200 | FR2 | Rw32 | - | - | DO | 920 | 920 | 2340 | 48 | FC | SS1/SS2/LC | - | 1940 | 2705 | 1734 | 2309 | PT-2 | SF1b | H1x8 | - | EL | - | Y | - | Y | - | H/FSE | DS3 | HND1-6, HND1-12 | - | CL2/S | - | ALB | - | - | */* |  |  | YES
L0 | 8.023 | - | D02 | 8.023-D02 | CO | 200 | FR2 | Rw32 | - | - | DO | 920 | 920 | 2340 | 48 | FC | SS1/SS2/LC | - | 1940 | 2705 | 1734 | 2309 | PT-2 | SF1b | H1x8 | - | EL | - | Y | - | Y | - | H/FSE | DS6 | HND1-6, HND1-12 | - | CL2/S | - | ALB | - | - | */* |  |  | YES
L0 | 8.026 | - | D01 | 8.026-D01 | BK | 190 | FR2 | - | - | - | SI-LH | 1200 |  | 2140 | 48 | FC | PT-1 | - | 0 | 0 | 1112 | 2120 | PT-2 | SF1a | H1x4 | ML-3 | - | - | - | - | Y | - | L | DS2 | HND1-2, HND1-6 | K3/K3 | CL1 | - | - | ST1 | - | */* |  |  | YES
L0 | 8.131 | - | D01 | 8.131-D01 | FGL |  | - | - | - | - | SL1 | 1570 |  | 2750 | 35 | ST | GLD | - |  |  |  |  | PC | PTY | - | - | SLEL | PB | Y |  | Y | - | M/FSA |  | - | - | - | - |  | - |  | */* | Card Reader used After Hour.access |  | YES
L0 | 8.131 | - | D02 | 8.131-D02 | PTN | 144 | FR2 | - | - | - | SO-LH | 1020 |  | 2040 | 42 | SC | SS1/SS2/LC |  | 0 | 0 | 943 | 2025 | PT-3 | SF2b | H1x4 | - | EL | - | Y | - | Y | - | M/FSA | DS2 | HND1-6, HND1-12 | - | CL1 | - | - | ST1 | - | */* |  |  | YES
L0 | 8.132 | - | D01 | 8.132-D01 | PTN | 144 | FR2 | - | - | - | SI-LH | 1020 |  | 2040 | 48 | FC | PT-1 | - | 0 | 0 | 932 | 2020 | PT-3 | SF1a | H1x4 | - | EL | - | Y | - | Y | - | M/FSA | DS2 | HND1-6, HND1-12 | K3/K3 | CL1 | - | - | ST1 | - | */* |  |  | YES
L0 | 9.001 | - | D01 | 9.001-D01 | FGL |  | - | - | - | - | SI-RH | 1075 |  | 2399 | 18 | FGP | GLD | - |  |  |  |  | PC | ST | - | BR2 | - | - | - | - | - | - | - |  | HND11 | - | CL7 |  |  | ST1 |  | */* |  |  | YES
L0 | 11.023 | - | D01 | 11.023-D01 | CO | 300 | FR2 | Rw40 | - | - | DO | 820 | 820 | 2140 | 57 | FC | SS2/SS2/LC | - | 1760 | 2205 | 1516 | 2101 | PT-2 | SF1a | H1x8 | ML-3 | - | - | - | - | Y | - | L | DS4 | HND1-6, HND1-12 | - | CL2/S | - | ALB | ST1 | Y | */* |  |  | YES
L0 | 11.055d | - | D01 | 11.055d-D01 | BK | 190 | FR2 | Rw 33 | - | - | SO-LH | 920 |  | 2040 | 48 | FC | PT-1 | - | 0 | 0 | 832 | 2020 | PT-2 | SF1a | H1x3 | RNL | - | - | - | - | Y | - | L | DS6 | HND6 | - | CL2 | - | - | - | - | */* |  |  | YES
L0 | 11.060e | - | D01 | 11.060e-D01 | CO | 300 | FR2 | - | - | - | SO-RH | 1020 |  | 2340 | 48 | FC | PT-1 | - | 1110 | 2495 | 932 | 2320 | PT-2 | SF1a | H1x4 | RNL | - | - | - | - | Y | - | L | DS6 | HND6 | - | CL2 | - | - | - | - | */* | Additional balustrade BAL-603a to be installed as per AS1657 | _03 | YES
L0 | 11.060e | - | D02 | 11.060e-D02 | CO | 300 | FR2 | - | - | - | DO | 1020 | 1020 | 2340 | 48 | FC | PT-1 | - | 2140 | 2495 | 1934 | 2320 | PT-2 | SF1a | H1x8 | RNL | - | - | - | - | Y | - | L | DS6 | HND6x2 | - | CL2/S | - | ALB | - | - | */* | Additional balustrade BAL-603a to be installed as per AS1657 | _03 | YES
L0 | 11.066 | - | D01 | 11.066-D01 | CO | 300 | FR2 | - | - | - | SO-LH | 650 |  | 2140 | 48 | FC | PT-1 |  | 740 | 2195 | 562 | 2120 | PT-2 | SF1a | H1x4 | RNL | - | - | - | - | - | - | NONE | DS2 | HND3 | - | CL2 | - | - | - | - | */* | Additional balustrade BAL-603a to be installed as per AS1657 | _03 | YES
L0 | 11.067 | - | D01 | 11.067-D01 | BK | 190 | FR2 | - | - | - | DO | 1350 | 1350 | 2240 | 48 | FC | PT-1 | - | 0 | 0 | 2594 | 2220 | PT-2 | SF1a | H1x8 | RNL | - | - | - | - | - | - | - | DS10B | HND6x2 | E | CL2/S | - | ALB | - | - | */* |  |  | YES
L0 | 11.080d | - | D01 | 11.080d-D01 | BK | 190 | FR2 | - | - | - | DO | 920 | 920 | 2040 | 48 | FC | PT-1 | - | 0 | 0 | 1734 | 2020 | PT-2 | SF1a | H1x6 | RNL | - | - | - | - | Y | - | L | DS2 | HND6x2 | - | CL2/S | - | ALB | ST1 |  | */* |  |  | YES
L0 | 11.085 | - | D01 | 11.085-D01 | BK | 190 | FR2 | - | - | - | SI-RH | 820 |  | 2240 | 48 | FC | PT-1 | - | 0 | 0 | 732 | 2220 | PT-2 | SF1a | H1x4 | ML-3 | - | - | - | - | - | - | NONE | DS2 | HND1-2, HND1-6 | - | CL2 | - | - | ST1 | - | */* |  |  | YES
L0 | 11.087 | - | D01 | 11.087-D01 | CO | 500 | FR2 | Rw40 | - | - | DO | 920 | 920 | 2040 | 57 | FC | SS1/SS2/LC | - | 1960 | 2105 | 1716 | 2001 | PT-2 | SF1b | H1x8 | MLF-3 | - | - | - | - | Y | - | L | DS2 | HND1-6, HND1-13, H | - | CL2/S | - | ALB | - | Y | */* | Key to share with QFES |  | YES
L0 | 11.102 | - | D01 | 11.102-D01 | BK | 190 | FR2 | - | - | - | SI-RH | 1120 |  | 2340 | 48 | FC | PT-1 | - | 0 | 0 | 1032 | 2320 | PT-2 | SF1c | H1x4 | ML-3 | - | - | - | - | Y | - | L | DS2 | HND1-2, HND1-6 | - | CL2 | - | - | ST1 | - | */* |  |  | YES
L0 | 11.115 | - | D01 | 11.115-D01 | CO | 300 | FR2 | Rw33 | - | - | SO-RH | 1200 |  | 2140 | 50 | FC | SS1/SS2/LC | - | 1310 | 2205 | 1108 | 2118 | PT-2 | SF1a | H1x4 | MLF-3 | ES | - | Y | - | Y | - | H/FSE | DS5 | HND1-6, HND1-13, H | - | CL1 | - | - | - | Y | */* | Key to share with QFES |  | YES
L0 | 11.115 | - | D02 | 11.115-D02 | BK | 190 | FR2 | Rw32 | - | - | SI-LH | 1200 |  | 2140 | 48 | FC | PT-1 | - | 0 | 0 | 1110 | 2118 | PT-2 | SF1a | H1x4 | MLF-3 | ES | - | Y | - | Y | - | H/FSE | DS6 | HND1-6 , HND1-13, H | K3/- | CL1 | - | - | ST1 | - | */* | Key to share with QFES |  | YES
L0 | 11.12 | - | D01 | 11.12-D01 | BK | 190 | FR2 | - | - | - | SO-LH | 1120 |  | 2340 | 48 | FC | PT-1 | - | 0 | 0 | 1032 | 2320 | PT-2 | SF1c | H1x4 | ML-3 | - | - | - | - | Y | - | L | DS2 | HND1-6, HND1-12 | E | CL2 | - | - | ST1 | - | */* |  |  | YES
L0 | 11.139 | - | D01 | 11.139-D01 | CO | 300 | FR2 | - | - | - | SO-RH | 1110 |  | 2040 | 50 | FC | PT-1 | - | 1220 | 2105 | 1020 | 2020 | PT-2 | SF1b | H1x4 | ML-3 | - | - | - | - | Y | - | L | DS2 | HND1-2, HND1-6 | - | CL2 | - | - | - | - | */* |  |  | YES
L0 | 11.143 | - | D01 | 11.143-D01 | CO | 350 | FR2 | Rw32 | - | - | DI | 1120 | 1120 | 2140 | 50 | FC | SS2/SS1/LC | - | 2360 | 2525 | 2130 | 2118 | PT-2 | SF1b | H1x8 | - | EL | - | Y | - | Y | - | M/FSE | DS6 | HND1-6, HND1-12 | - | CL2/S | - | ALB | ST1 | - | */* |  |  | YES
L0 | 11.143 | - | D02 | 11.143-D02 | CO | 300 | FR2 | - | - | - | DO | 970 | 970 | 2540 | 55 | FC | PT-1 |  | 0 | 0 | 1820 | 2509 | PT-2 | SF1a | H1x12 | ML-1 | - | - | - | - | - | - | - | DS2 | HND1-6, HND1-8 | - | CL2/S | - | ALB, CHB | ST1 | - | */* | Oversized Door With 500mm Hinged Panel Over. |  | YES
L0 | 11.143 | - | D03 | 11.143-D03 | CO | 300 | FR2 | - | - | - | DO | 1400 | 1400 | 3050 | 55 | FC | SS1/SS2/LC | - | 2900 | 3105 | 2680 | 3011 | PT-2 | SF1a | H1x12 | MLF-3 | ES, PTD | - | Y | - | Y | - | M/FSE | DS5 | HND1-6 , HND1-13, H | - | CL2/S | - | ALB, CHB | - | Y | */* | Oversized Door With 1010mm Hinged Panel Over. Key to share with QFES |  | YES
L0 | 11.143 | - | D04 | 11.143-D04 | PTN | 156 | FR2 | - | - | - | DI | 920 | 920 | 2040 | 50 | FC | SS2/SS1/LC | - | 0 | 0 | 1730 | 2020 | PT-3 | SF1b | H1x8 | - | EL | - | Y | - | Y | - | M/FSE | DS2 | HND1-6, HND1-12 | - | CL2/S | - | ALB | - | - | */* |  |  | YES
L0 | 11.180e | - | D01 | 11.180e-D01 | CO | 300 | FR2 | Rw32 | - | - | SO-RH/1 | 720 |  | 2140 | 48 | FC | PT-1 | - | 810 | 2295 | 656 | 2118 | PT-2 | SF1a | H1x4 | RNL | - | - | - | - | - | - | NONE | DS6 | HND6 | - | CL2 | - | - | ST1 | - | */* | Additional balustrade BAL-603a to be installed as per AS1657 | _03 | YES
L0 | 11.181 | - | D01 | 11.181-D01 | CO | 200 | FR2 | - | - | - | SO-LH | 920 |  | 2040 | 48 | FC | PT-1 | - | 1010 | 2195 | 832 | 2020 | PT-2 | SF1a | H1x3 | ML-3 | - | - | - | - | - | - | None | DS2 | HND1-2, HND1-6 |  | CL2 | - | - | ST1 | - | */* |  |  | YES
L0 | 11.196 | - | D01 | 11.196-D01 | CO | 300 | FR2 | - | - | - | SI-LH | 1110 |  | 2040 | 50 | FC | SS2/SS1/LC | - | 1220 | 2105 | 1020 | 2020 | PT-2 | SF1b | H1x4 | ML-3 | - | - | - | - | - | - | NONE | DS2 | HND1-2, HND1-6 | - | CL2 | - | - | - | Y | */* |  |  | YES
L0 | 11.303 | - | D01 | 11.303-D01 | PTN | 156 | FR2 | - | - | - | SO-RH | 1020 |  | 2240 | 42 | SC | SS1/SS2/LC | - | 0 | 0 | 943 | 2225 | PT-3 | SF2b | H1x4 | ML-4 | - | - | - | - | - | - | L | DS2 | HND1-2, HND1-6 | - | CL2 | - | - | - | - | */* |  |  | YES
L0 | 12.011 | - | D01 | 12.011-D01 | BK | 190 | FR1 | - | - | - | DO | 770 | 770 | 2040 | 48 | FC | PT-1 | - | 0 | 0 | 1434 | 2020 | PT-2 | SF1c | H1x6 | ML-3 | - | - | - | - | Y | - | L | DS2 | HND1-2, HND1-6 | K3/K3 | CL2/S | - | ALB | - | - | */* |  |  | YES
L0 | 12.012 | - | D01 | 12.012-D01 | BK | 190 | FR2 | - | - | - | SO-RH | 1020 |  | 2040 | 48 | FC | PT-1 | - | 0 | 0 | 932 | 2020 | PT-2 | SF1a | H1x4 | ML-4 | - | - | - | - | - | - | NONE | DS2 | HND1-2, HND1-6 | K3/K3 | CL2 | - | - | - | - | */* |  |  | YES
L1 | 1.001 | - | D01 | 1.001-D01 | CO | 300 | FR2 | - | - | - | SO-LH | 650 |  | 2140 | 50 | FC | SS2/SS2/LC |  | 760 | 2205 | 560 | 2120 | PT-2 | SF1b | H1x4 | RNL | - | - | - | - | Y | - | L | DS2 | HND3 | - | CL2 | - | - | - | - | */* | Additional balustrade BAL-603a to be installed as per AS1657 | _03 | YES
L1 | 05.017b | - | D01 | 05.017b-D01 | CO | 300 | FR2 | - | - | - | DI | 1020 | 620 | 2240 | 48 | FC | PT-1 | - | 1740 | 2195 | 1534 | 2225 | PT-2 | SF1a | H1x8 | PB2B | - | - | - | - | Y | - | L | - | HND1-2 | - | CL2/S | - | - | ST1 |  | */* | Panic bar on the LHS |  | YES
L1 | 05.017b | - | D02 | 05.017b-D02 | BK | 190 | FR2 | - | - | - | SI-LH | 1020 |  | 2240 | 48 | FC | PT-1 | - | 0 | 0 | 937 | 2225 | PT-2 | SF1a | H1x4 | ML-3 | - | - | - | - | Y | - | L | - | HND1-2, HND1-6 | - | CL2 | - | - | - | - | */* |  |  | YES
L1 | 5.054 | - | D01 | 5.054-D01 | BK | 190 | FR2 | - | - | - | DI | 1120 | 1600 | 2040 | 55 | FC | PT-1 | - |  |  | 2600 | 2020 | PT-2 | SF1a | H1x8 | PB2B | ES, PTD | - | Y | - | Y | - | M/FSE | DS2 | HND1-12 | - | CL2/S | - | - | ST1 |  | */* | Oversized Door With 1100mm Hinged Panel Over with Rebated Head Detail. Panic bar on the LHS |  | YES
L1 | 5.054 | - | D02 | 5.054-D02 | CO | 300 | FR2 | - | - | - | DI | 1100 | 1600 | 2040 | 55 | FC | SS2/SS1/LC | - | 3340 | 3340 | 2580 | 2020 | PT-2 | SF1b | H1x8 | PB2B | - | - | Y | - | Y | - | L | DS5 | HND1-12 | - | CL2/S | - | - | ST1 |  | */* | Oversized Door With 1100mm Hinged Panel Over with Rebated Head Detail. |  | YES
L1 | 8.021 | - | D01 | 8.021-D01 | BK | 190 | FR2 | - | - | - | SI-LH | 1020 |  | 2340 | 48 | FC | PT-1 | - | 0 | 0 | 932 | 2320 | PT-2 | SF1a | H1x4 | ML-3 | - | - | - | - | - | - | NONE | DS2 | HND1-2, HND1-6 | - | CL2 | - | - | ST1 | - | */* |  |  | YES
L1 | 11.011a | - | D01 | 11.011a-D01 | BK | 190 | FR2 | - | - | - | SO-RH | 820 |  | 2240 | 48 | FC | PT-1 | - | 0 | 0 | 732 | 2220 | PT-2 | SF1a | H1x4 | RNL | - | - | - | - | Y | - | L | DS2 | HND6 | - | CL2 | - | - | - | - | */* |  |  | YES
L1 | 11.032 | - | D01 | 11.032-D01 | BK | 190 | FR2 | Rw33 | - | - | SO-LH | 970 |  | 2240 | 48 | FC | PT-1 | - | 0 | 0 | 906 | 2218 | PT-2 | SF1a | H1x4 | - | EL | - | Y | - | Y | - | H/FSE | DS6 | HND1-6, HND1-12 | - | CL2 | - | - | ST1 | - | */* |  |  | YES
L1 | 11.032 | - | D02 | 11.032-D02 | BK | 190 | FR2 | Rw33 | - | - | DI | 1750 | 1750 | 2540 | 57 | FC | PT-1 | - | 0 | 0 | 3450 | 2520 | PT-2 | SF1a | H1x12 | ML-6 | - | - | - | - | Y | - | L | DS6 | HND1-6, HND1-9 | - | CL2/S | - | ALB, CHB | ST1 | - | */* | Oversized Door With 500mm Hinged Panel Over |  | YES
L1 | 11.055e | - | D01 | 11.055e-D01 | BK | 190 | FR2 | Rw 33 | - | - | SO-LH | 920 |  | 2040 | 48 | FC | PT-1 | - | 0 | 0 | 832 | 2020 | PT-2 | SF1a | H1x3 | RNL | - | - | - | - | Y | - | L | DS6 | HND6 | - | CL2 | - | - | ST1 | - | */* |  |  | YES
L1 | 11.060f | - | D01 | 11.060f-D01 | CO | 300 | FR2 | - | - | - | SO-RH | 1020 |  | 2340 | 48 | FC | PT-1 | - | 1110 | 2395 | 932 | 2320 | PT-2 | SF1a | H1x4 | RNL | - | - | - | - | Y | - | L | DS10A | HND6 | E | CL2 | - | - | - | - | */* | Additional balustrade BAL-603a to be installed as per AS1657 | _03 | YES
L1 | 11.060f | - | D02 | 11.060f-D02 | CO | 300 | FR2 | - | - | - | DO | 1020 | 1020 | 2340 | 48 | FC | PT-1 | - | 2140 | 2395 | 1934 | 2320 | PT-2 | SF1a | H1x8 | RNL | - | - | - | - | Y | - | L | DS10B | HND6x2 | E | CL2/S | - | ALB | - | - | */* | Additional balustrade BAL-603a to be installed as per AS1657 | _03 | YES
L1 | 11.076 | - | D01 | 11.076-D01 | BK | 156 | FR2 | - | - | - | SO-LH | 1200 |  | 2140 | 48 | FC | PT-1 | - | 0 | 0 | 1112 | 2120 | PT-2 | SF1a | H1x4 | PB1B | - | - | - | - | Y | - | L | DS2 | HND1-2 | - | CL2 | - | - | ST1 | - | */* | Energex key |  | YES
L1 | 11.076 | - | D02 | 11.076-D02 | BK | 190 | FR2 | - | - | - | DI | 1300 | 1300 | 3140 | 55 | FC | PT-1 |  | 0 | 0 | 2480 | 3120 | PT-2 | SF1a | H1x12 | PB2B | - | - | - | - | Y | - | L | DS2 | HND1-2 | - | CL2/S | - | ALB, CHBx2 | ST1 | - | */* | Oversized Door With 1100mm Hinged Panel Over. Panic bar on the LHS |  | YES
L1 | 11.076 | - | D03 | 11.076-D03 |  | 190 | 120/120/120 |  |  |  | DI | 1300 | 1300 | 3140 | 55 | FC |  |  | 0 | 0 | 2480 | 3120 | PT-2 | SF1a | [9 empty] | DS2 |  |  |  | - | ALB, CHBx2 |  | - |  |  |  | YES
L1 | 11.09 | - | D01 | 11.09-D01 | BK | 190 | FR2 | - | - | - | SI-RH | 1200 |  | 2140 | 48 | FC | PT-1 | - | 0 | 0 | 1112 | 2120 | PT-2 | SF1a | H1x4 | ML-3 | - | - | - | - | Y | - | L | DS2 | HND1-6, HND1-12 | K3/K3 | CL2 | - | - | ST1 | - | */* |  |  | YES
L1 | 11.094 | - | D01 | 11.094-D01 | BK | 190 | FR2 | - | - | - |  | 1120 | 1520 | 2240 | 48 | FC | PT-1 | - |  |  | 2534 | 2225 | PT-2 | SF1a | H1x8 | RNL | - | - | - | - | Y | - | L | DS10B | HND6x2 | E | CL2/S | - | ALB | - |  | */* |  |  | YES
L1 | 11.099 | - | D01 | 11.099-D01 | CO | 300 | FR2 | - | - | - | DO | 920 | 920 | 2540 | 57 | FC | SS1/SS2/LC | - | 1960 | 2790 | 1716 | 2520 | PT-2 | SF1b | H1x12 | ML-3 | - | - | - | - | Y | - | L | DS5 | HND1-6, HND1-12 | - | CL2/S | - | ALB, CHBx2 | - | Y | */* | Oversized Door With 500mm Hinged Panel Over - Operated by busway |  | YES
L1 | 11.108 | - | D01 | 11.108-D01 | BK | 190 | FR2 | - | - | - | SO-RH | 1120 |  | 2340 | 48 | FC | PT-1 | - | 0 | 0 | 1032 | 2320 | PT-2 | SF1a | H1x4 | ML-3 | - | - | - | - | Y | - | L | DS2 | HND1-6, HND1-12 | E | CL2 | - | - | - | - | */* |  |  | YES
L1 | 11.109 | - | D01 | 11.109-D01 | CO | 300 | FR2 | - | - | - | DI | 920 | 920 | 2540 | 57 | FC | SS2/SS1/LC | - | 1960 | 2790 | 1716 | 2520 | PT-2 | SF1b | H1x12 | ML-3 | - | - | - | - | Y | - | L | DS5 | HND1-6, HND1-12 | - | CL2/S | - | ALB, CHBx2 | ST1 | Y | */* |  |  | YES
L1 | 11.164 | - | D01 | 11.164-D01 | BK | 190 | FR2 | - | - | - | SO-LH | 920 |  | 2040 | 48 | FC | PT-1 | - | 0 | 0 | 832 | 2020 | PT-2 | SF1a | H1x3 | ML-3 | - | - | - | - | - | - | None | DS2 | HND1-2, HND1-6 | - | CL2 | - | - | ST1 |  | */* | Oversized Door With 500mm Hinged Panel Over- Operated by busway |  | YES
L1 | 11.168 | - | D01 | 11.168-D01 | BK | 190 | FR2 | - | - | - | SI-RH | 920 |  | 2040 | 48 | FC | PT-1 | - | 0 | 0 | 832 | 2020 | PT-2 | SF1a | H1x3 | ML-3 | - | - | - | - | - | - | None | DS2 | HND1-2, HND1-6 | - | CL2 | - | - | ST1 |  | */* |  |  | YES
L1 | 11.180f | - | D01 | 11.180f-D01 | CO | 300 | FR2 | Rw32 | - | - | SO-RH/1 | 720 |  | 2140 | 48 | FC | PT-1 | - | 810 | 2195 | 656 | 2118 | PT-2 | SF1a | H1x4 | RNL | - | - | - | - | - | - | NONE | DS6 | HND6 | - | CL2 | - | - | ST1 | - | */* | Additional balustrade BAL-603a to be installed as per AS1657 | _03 | YES
L1 | 12.008 | - | D01 | 12.008-D01 | BK | 190 | FR2 | - | - | - | SI-RH | 1020 |  | 2040 | 48 | FC | PT-1 |  | 0 | 0 | 932 | 2020 | PT-2 | SF1a | H1x4 | ML-3 | - | - | - | - | - | - | NONE | DS2 | HND1-2, HND1-6 | - | CL2 | - | - |  | - | */* |  |  | YES
L2 | 05.017c | - | D01 | 05.017c-D01 | CO | 300 | FR2 | Rw32 | - | - | SI-LH | 1120 |  | 2140 | 48 | FC | PT-1 | - | 1270 | 2225 | 1030 | 2118 | PT-2 | SF1c | H1x4 | ML-3 | - | - | - | - | Y | - | L | DS6 | HND1-2, HND1-6 | - | CL2 | - | - | ST1 | - | */* |  |  | YES
L2 | 05.017c | - | D02 | 05.017c-D02 | BK | 190 | FR2 | - | - | - | SI-LH | 1120 |  | 2240 | 48 | FC | PT-1 | - | 0 | 0 | 1037 | 2225 | PT-2 | SF1a | H1x4 | ML-3 | - | - | - | - | Y | - | L | - | HND1-2, HND1-6 | - | - | - | - | - | - | */* | Stair 4 Pressurisation Room |  | YES
L2 | 8.021 | - | D01 | 8.021-D01 | BK | 190 | FR2 | - | - | - | SI-LH | 1020 |  | 2340 | 48 | FC | PT-1 | - | 0 | 0 | 932 | 2320 | PT-2 | SF1a | H1x4 | ML-3 | - | - | - | - | - | - | NONE | DS2 | HND1-2, HND1-6 | - | CL2 | - | - | ST1 | - | */* |  |  | YES
L2 | 11.025 | - | D01 | 11.025-D01 | BK | 116 | - | - | - | - |  | 1020 |  | 2240 | 48 | SC | PT-1 | - | 0 | 0 | 932 | 2220 | PT-2 | SF2a | H2x6 | ML-3/R | - | - | - | - | Y | - | L | DS2 | HND1-6, HND1-12 | - | - | - | FBS | ST1 | - | */* |  |  | YES
L2 | 11.027 | - | D01 | 11.027-D01 | BK | 220 | FR2 | Rw33 | - | - | DO | 1400 | 1400 | 3050 | 55 | FC | PT-1 | - | 0 | 0 | 2680 | 3028 | PT-2 | SF1a | H1x12 | ML-3 | - | - | - | - | Y | - | L | DS6 | HND1-2, HND1-6 | - | CL2/S | - | ALB, CHBx2 | ST1 | - | S02, */- | Oversized Door With 1010mm Hinged Panel Over |  | YES
L2 | 11.027 | - | D02 | 11.027-D02 | BK | 220 | FR2 | - | - | - | DI | 1350 | 1350 | 3050 | 55 | FC | PT-1 | - | 0 | 0 | 2580 | 3028 | PT-2 | SF1a | H1x12 | ML-6 | - | - | - | - | Y | - | L | DS2 | HND1-6, HND1-9 | - | CL2/S | - | ALB, CHBx2 | ST1 | - | */* | Oversized Door With 1010mm Hinged Panel Over. Exit Only |  | YES
L2 | 11.027 | - | D03 | 11.027-D03 | BK | 220 | FR2 | Rw32 | - | - | SO-RH | 1120 | 0 | 2540 | 55 | FC | PT-1 | - | 0 | 0 | 1050 | 2501 | PT-2 | SF1a | H1x6 | ML-3 | - | - | - | - | Y | - | L | DS6 | HND1-2, HND1-6 | - | CL2 | - | ALB, CHB | - | - | S02, */- | Oversized Door With 500mm Hinged Panel and Transom over |  | YES
L2 | 11.027 | - | D04 | 11.027-D04 | BK | 220 | FR2 | Rw32 | - | - | SO-LH | 1120 | 0 | 2540 | 55 | FC | PT-1 | - | 0 | 0 | 1050 | 2501 | PT-2 | SF1a | H1x6 | ML-3 | - | - | - | - | Y | - | L | DS6 | HND1-2, HND1-6 | - | CL2 | - | ALB, CHB | - | - | S02, */- | Oversized Door With 500mm Hinged Panel and Transom over |  | YES
L2 | 11.055f | - | D01 | 11.055f-D01 | BK | 220 | FR2 | Rw 33 | - | - | SO-LH | 920 |  | 2040 | 48 | FC | PT-1 | - | 0 | 0 | 832 | 2020 | PT-2 | SF1a | H1x3 | RNL | - | - | - | - | Y | - | L | DS6 | HND6 | - | CL2 | - | - | ST1 | - | */* |  |  | YES
L2 | 11.060g | - | D01 | 11.060g-D01 | CO | 300 | FR2 | - | - | - | SO-RH | 1020 |  | 2340 | 48 | FC | PT-1 | - | 1110 | 2395 | 932 | 2320 | PT-2 | SF1a | H1x4 | RNL | - | - | - | - | Y | - | L | DS6 | HND6 | - | CL2 | - | - | - | - | */* | Additional balustrade BAL-603a to be installed as per AS1657 | _03 | YES
L2 | 11.060g | - | D02 | 11.060g-D02 | CO | 300 | FR2 | - | - | - | DO | 1020 | 1020 | 2340 | 48 | FC | PT-1 | - | 2140 | 2395 | 1934 | 2320 | PT-2 | SF1a | H1x8 | RNL | - | - | - | - | Y | - | L | DS6 | HND6x2 | - | CL2/S | - | ALB | - | - | */* | Additional balustrade BAL-603a to be installed as per AS1657 | _03 | YES
L2 | 11.077 | - | D01 | 11.077-D01 | CO | 190 | FR2 | - | - | - | SO-RH | 1120 |  | 2340 | 48 | FC | PT-1 | - | 1210 | 2395 | 1032 | 2320 | PT-2 | SF1a | H1x4 | ML-3 | - | - | - | - | Y | - | L | DS2 | HND1-6, HND1-12 | E | CL2 | - | - | - | - | */* |  |  | YES
L2 | 11.165 | - | D01 | 11.165-D01 | BK | 190 | FR2 | Rw32 | - | - | DI | 920 | 920 | 2340 | 48 | FC | PT-1 | - | 0 | 0 | 1734 | 2318 | PT-2 | SF1a | H1x8 | ML-3 | - | - | - | - | - | - | NONE | DS6 | HND1-2, HND1-6 | - | CL2/S | - | ALB | ST1 | - | */* |  |  | YES
L2 | 11.180g | - | D01 | 11.180g-D01 | CO | 300 | FR2 | Rw32 | - | - | SO-RH/1 | 720 |  | 2140 | 48 | FC | PT-1 | - | 810 | 2195 | 656 | 2118 | PT-2 | SF1a | H1x4 | RNL | - | - | - | - | - | - | NONE | DS6 | HND6 | - | CL2 | - | - | ST1 | - | */* | Additional balustrade BAL-603a to be installed as per AS1657 | _03 | YES
L2 | 12.009 | - | D01 | 12.009-D01 | BK | 190 | FR2 | - | - | - | SO-LH | 1020 |  | 2040 | 48 | FC | PT-1 | - | 0 | 0 | 932 | 2020 | PT-2 | SF1a | H1x4 | ML-4 | - | - | - | - | - | - | NONE | DS2 | HND1-2, HND1-6 | -/K3 | CL2 | - | - | ST1 | - | */* |  |  | YES
Roof | 11.016 | - | D01 | 11.016-D01 | CO | 250 | FR2 | - | - | - | SI-RH | 920 |  | 2040 | 48 | FC | PT-1 | - | 1010 | 2270 | 832 | 2020 | PT-2 | SF1a | H1x3 | ML-3 | - | - | - | - | - | - | - | DS2 | HND1-2, HND1-6 | - | CL2 | - | - | - | - | */* |  |  | YES
SB B1 | 05.021d | - | D01 | 05.021d-D01 | CO | 300 | FR2 | Rw33 | - | - | SI-LH | 920 |  | 2140 | 48 | FC | PT-1 | - | 1070 | 2225 | 830 | 2118 | PT-2 | SF1c | H1x4 | ML-3 | - | - | - | - | Y | - | L | DS6 | HND1-2, HND1-6 | - | CL2 | - | - | ST1 | - | */* |  |  | YES
SB B1 | 05.024d | - | D01 | 05.024d-D01 | BK | 300 | FR2 | - | - | - | SI-RH | 970 |  | 2040 | 48 | FC | PT-1 | - | 1060 | 2095 | 887 | 2025 | PT-2 | SF1a | H1x3 | ML-3 | - | - | - | - | Y | - | L | - | HND1-2, HND1-6 | - | CL2 | - | - | ST1 | - | */* | Concrete Clear Opening Width To Be 1200mm |  | YES
SB B1 | 5.035 | - | D01 | 5.035-D01 | CO | 300 | FR2 | Rw32 | - | - | SI-LH | 920 |  | 2140 | 48 | FC | PT-1 | - | 1070 | 2225 | 830 | 2118 | PT-2 | SF1c | H1x4 | ML-1 | - | - | - | - | Y | - | L | DS6 | HND1-6, HND1-8 | - | CL2 | - | - | ST1 | - | */* |  |  | YES
SB B1 | 5.053 | - | D01 | 5.053-D01 | BK | 300 | FR2 | Rw33 | - | - | SI-LH | 970 |  | 2040 | 48 | FC | PT-1 | - | 1060 | 2095 | 880 | 2018 | PT-2 | SF1a | H1x3 | ML-1 | - | - | - | - | Y | - | L | DS6 | HND1-6, HND1-8 | - | CL2 | - | - | ST1 | - | */* | Concrete Clear Opening Width To Be 1200mm |  | YES
SB B1 | 11.014 | - | D01 | 11.014-D01 | CO | 350 | FR2 | Rw33 | - | - | DO | 720 | 720 | 2540 | 55 | FC | PT-1 | - | 1540 | 2595 | 1320 | 2509 | PT-2 | SF1a | H1x12 | ML-3 | - | - | - | - | Y | - | L | DS6 | HND1-6, HND1-12 | K3/K3 | CL2/S | - | ALB, CHBx2 | ST1 | - | */* | Oversized Door With 500mm Hinged Panel Over |  | YES
SB B1 | 11.018 | - | D01 | 11.018-D01 | CO | 350 | FR2 | Rw40 | - | -6.5kPa | DO/180 | 1550 | 1550 | 3640 | 87 | FC | PT-1 | - | 3200 | 3695 | 3012 | 3601 | PT-2 | PTY/F | H14 | ML-3 | - | - | - | - | Y | - | L | DS4 | HND1-2, HND1-6 | - | CL2/S | - | SHBX2 | ST1 | - | S02, */- | Oversized Door With 1600mm Hinged Panel and Transom over |  | YES
SB B1 | 11.031 | - | D01 | 11.031-D01 | BK | 190 | FR2 | - | - | - | DO/180 | 1350 | 1350 | 2340 | 48 | FC | PT-1 | - | 0 | 0 | 2650 | 2320 | PT-2 | SF1a | H1x8 | RNL | - | - | - | - | - | - | NONE | DS10B | HND6x2 | E | CL2/S | - | ALB | - | - | */* |  |  | YES
SB B1 | 11.039c | - | D01 | 11.039c-D01 | CO | 300 | FR2 | - | - | - | SO-RH | 920 |  | 2240 | 48 | FC | PT-1 | - | 1010 | 2295 | 832 | 2220 | PT-2 | SF1a | H1x4 | ML-3 | - | - | - | - | Y | - | L | DS2 | HND1-2, HND1-6 | - | CL2 | - | - | ST1 | - | */* |  |  | YES
SB B1 | 11.048c | - | D01 | 11.048c-D01 | CO | 300 | FR2 | - | - | - | SO-RH | 920 |  | 2240 | 48 | FC | PT-1 | - | 1010 | 2295 | 832 | 2220 | PT-2 | SF1a | H1x4 | RNL | - | - | - | - | Y | - | L | DS2 | HND6 | - | CL2 | - | - | - | - | */* | Additional balustrade BAL-603a to be installed as per AS1657 | _03 | YES
SB B1 | 11.069 | - | D01 | 11.069-D01 | CO | 350 | FR2 | Rw33 | - | - | DO | 720 | 720 | 2540 | 55 | FC | PT-1 | - | 1540 | 2595 | 1320 | 2509 | PT-2 | SF1a | H1x12 | ML-3 | - | - | - | - | Y | - | L | DS6 | HND1-6, HND1-12 | K3/K3 | CL2/S | - | ALB, CHBx2 | ST1 | - | */* | Oversized Door With 500mm Hinged Panel Over |  | YES
SB B1 | 11.104 | - | D01 | 11.104-D01 | BK | 144 | FR2 | Rw33 | - | - | DI | 1120 | 1120 | 2540 | 55 | FC | PT-1 | - | 0 | 0 | 2120 | 2509 | PT-2 | SF1a | H1x12 | ML-3 | - | - | - | - | Y | - | L | DS6A | HND1-6, HND1-12 | - | CL2/S | - | ALB, CHBx2 | ST1 | - | */* | Oversized Door With 500mm Hinged Panel Over |  | YES
SB B1 | 11.13 | - | D01 | 11.13-D01 | CO | 350 | FR2 | Rw40 | - | - | DO | 1100 | 1100 | 2140 | 55 | FC | PT-1 | - | 2300 | 2195 | 2080 | 2101 | PT-2 | SF1a | H1x8 | ML-3 | - | - | - | - | Y | - | L | DS4 | HND1-2, HND1-6 | - | CL2/S | - | ALB | - | - | S02, */- |  |  | YES
SB B1 | 11.13 | - | D02 | 11.13-D02 | CO | 350 | FR2 | Rw40 | - | - | DO | 1100 | 1100 | 2140 | 55 | FC | PT-1 | - | 2300 | 2195 | 2080 | 2101 | PT-2 | SF1a | H1x8 | ML-3 | - | - | - | - | Y | - | L | DS4 | HND1-2, HND1-6 | - | CL2/S | - | ALB | - | - | S02, */- |  |  | YES
SB B1 | 11.13 | - | D03 | 11.13-D03 | CO | 350 | FR2 | Rw40 | - | - | DO | 1100 | 1100 | 2140 | 55 | FC | PT-1 | - | 2300 | 2195 | 2080 | 2101 | PT-2 | SF1a | H1x8 | ML-3 | - | - | - | - | Y | - | L | DS4 | HND1-2, HND1-6 | - | CL2/S | - | ALB | - | - | S02, */- |  |  | YES
SB B1 | 11.17 | - | D01 | 11.17-D01 | PTN | 144 | FR2 | - | - | - | SO-RH | 1120 |  | 2440 | 48 | FC | PT-1 | - | 0 | 0 | 1032 | 2420 | PT-3 | SF1a | H1x4 | ML-3 | - | - | - | - | Y | - | L | DS2 | HND1-6, HND1-12 | E | CL2 | - | - | - | - | */* |  |  | YES
SB B1 | 11.176 | - | D01 | 11.176-D01 | CO | 350 | FR2 | Rw40 | - | -6.5kPa | DO/180 | 1560 | 1560 | 3640 | 87 | FC | PT-1 | - | 3220 | 3695 | 3032 | 3601 | PT-2 | PTY/F | H14 | ML-3 | - | - | - | - | Y | - | L | DS4 | HND1-2, HND1-6 | - | CL2/S | - | SHBX2 | ST1 | - | S02, */- | Oversized Door With 1600mm Hinged Panel and Transom over |  | YES
SB B1 | 11.177 | - | D01 | 11.177-D01 | CO | 350 | FR2 | Rw40 | - | -6.5kPa | DO/180 | 1560 | 1560 | 3640 | 87 | FC | PT-1 | - | 3220 | 3695 | 3032 | 3601 | PT-2 | PTY/F | H14 | ML-3 | - | - | - | - | Y | - | L | DS4 | HND1-2, HND1-6 | - | CL2/S | - | SHBX2 | ST1 | - | S02, */- | Oversized Door With 1600mm Hinged Panel and Transom over |  | YES
SB B2 | 05.021c | - | D01 | 05.021c-D01 | CO | 300 | FR2 | Rw33 | - | - | SI-LH | 920 |  | 2140 | 48 | FC | PT-1 | - | 1070 | 2225 | 830 | 2118 | PT-2 | SF1c | H1x4 | ML-3 | - | - | - | - | Y | - | L | DS6 | HND1-2, HND1-6 | - | CL2 | - | - | ST1 | - | */* |  |  | YES
SB B2 | 05.024c | - | D01 | 05.024c-D01 | BK | 300 | FR2 | - | - | - | SI-RH | 970 |  | 2040 | 48 | FC | PT-1 | - | 1060 | 2095 | 887 | 2025 | PT-2 | SF1a | H1x3 | ML-3 | - | - | - | - | Y | - | L | - | HND1-2, HND1-6 | - | CL2 | - | - | ST1 | - | */* | Concrete Clear Opening Width To Be 1200mm |  | YES
SB B2 | 5.034 | - | D01 | 5.034-D01 | CO | 300 | FR2 | Rw32 | - | - | SI-LH | 920 |  | 2140 | 48 | FC | PT-1 | - | 1070 | 2225 | 830 | 2118 | PT-2 | SF1c | H1x4 | ML-1 | - | - | - | - | Y | - | L | DS6 | HND1-6, HND1-8 | - | CL2 | - | - | ST1 | - | */* |  |  | YES
SB B2 | 5.043 | - | D01 | 5.043-D01 | BK | 300 | FR2 | Rw33 | - | - | SI-LH | 970 |  | 2040 | 48 | FC | PT-1 | - | 1060 | 2095 | 880 | 2018 | PT-2 | SF1a | H1x3 | ML-1 | - | - | - | - | Y | - | L | DS6 | HND1-6, HND1-8 | - | CL2 | - | - | ST1 | - | */* | Concrete Clear Opening Width To Be 1200mm |  | YES
SB B2 | 11.037 | - | D01 | 11.037-D01 | PTN | 144 | FR2 | - | - | - | SO-RH | 1120 |  | 2440 | 48 | FC | PT-1 | - | 0 | 0 | 1032 | 2420 | PT-3 | SF1a | H1x4 | ML-3 | - | - | - | - | Y | - | L | DS2 | HND1-6, HND1-12 | E | CL2 | - | - | - | - | */* |  |  | YES
SB B2 | 11.039b | - | D01 | 11.039b-D01 | CO | 300 | FR2 | - | - | - | SO-RH | 920 |  | 2240 | 48 | FC | PT-1 | - | 1010 | 2295 | 832 | 2220 | PT-2 | SF1a | H1x4 | ML-3 | - | - | - | - | Y | - | L | DS2 | HND1-2, HND1-6 | - | CL2 | - | - | ST1 | - | */* |  |  | YES
SB B2 | 11.041 | - | D01 | 11.041-D01 | CO | 350 | FR2 | Rw33 | R2.3 | - | SO-RH | 1020 |  | 2240 | 48 | FC | PT-1 | - | 1110 | 2295 | 921 | 2209 | PT-2 | SF1a | H1x4 | - | ELE | - | Y | - | Y | - | H/FSE | DS6A | HND1-6, HND1-12 | - | CL2 | - | - | ST1 | - | */* |  |  | YES
SB B2 | 11.041 | - | D02 | 11.041-D02 | PTN | 144 | FR2 | Rw33 | R2.3 | - | DO/180 | 1250 | 1250 | 2540 | 55 | FC | PT-1 | - | 0 | 0 | 2380 | 2509 | PT-3 | SF1a | H1x12 | ML-6 | - | - | - | - | Y | - | L | DS6A | HND1-6, HND1-9 | - | CL2/S | - | ALB, CHBx2 | ST1 | - | */* | Oversized Door With 400mm Hinged Panel Over |  | YES
SB B2 | 11.041 | - | D03 | 11.041-D03 | CO | 350 | FR2 | - | - | - | SO-LH | 1020 |  | 2240 | 48 | FC | PT-1 | - | 1110 | 2295 | 932 | 2220 | PT-2 | SF1a | H1x4 | MLE-3 | - | - | - | - | Y | - | L | DS6A | HND1-2, HND1-6 | - | CL2 | - | - | ST1 | - | */* |  |  | YES
SB B2 | 11.048b | - | D01 | 11.048b-D01 | CO | 300 | FR2 | - | - | - | SO-RH | 920 |  | 2240 | 48 | FC | PT-1 | - | 1010 | 2295 | 832 | 2220 | PT-2 | SF1a | H1x4 | RNL | - | - | - | - | Y | - | L | DS2 | HND6 | - | CL2 | - | - | - | - | */* | Additional balustrade BAL-603a to be installed as per AS1657 | _03 | YES
SB B2 | 11.063b | - | D01 | 11.063b-D01 | BK | 190 | FR2 | - | - | - | DO | 1020 | 1020 | 2240 | 48 | FC | PT-1 | - | 0 | 0 | 1934 | 2220 | PT-2 | SF1a | H1x8 | RNL | - | - | - | - | - | - | L | DS2 | HND6x2 | - | CL2/S | - | ALB | - | - | */* | Additional balustrade BAL-603a to be installed as per AS1657 | _03 | YES
SB B2 | 11.124 | - | D01 | 11.124-D01 | CO | 350 | FR2 | Rw33 | R2.3 | - | SO-LH | 1020 |  | 2240 | 48 | FC | PT-1 | - | 1110 | 2295 | 921 | 2209 | PT-2 | SF1a | H1x4 | - | ELE | - | Y | - | Y | - | H/FSE | DS6A | HND1-6, HND1-12 | - | CL2 | - | - | - | - | */* |  |  | YES
SB B2 | 11.124 | - | D02 | 11.124-D02 | CO | 350 | FR2 | Rw33 | R2.3 | - | DO | 1850 | 1850 | 3240 | 55 | FC | PT-1 | - | 3860 | 3325 | 3580 | 3209 | PT-2 | SF1c | H1x12 | ML-6 | - | - | - | - | Y | - | L | DS6A | HND1-6, HND1-9 | - | CL2/S | - | ALB, CHBx2 | ST1 | - | */* | Oversized Door With 1000mm Hinged Panel Over. Exit Only |  | YES
SB B2 | 11.147 | - | D01 | 11.147-D01 | CO | 350 | FR2 | Rw40 | - | - | DO/180 | 1850 | 1850 | 3640 | 55 | FC | PT-1 | - | 3800 | 3695 | 3612 | 3601 | PT-2 | SF1a | H1x12 | ML-3 | - | - | - | - | Y | - | L | DS4 | HND1-2, HND1-6 | - | CL2/S | - | ALB, CHBx2 | ST1 | - | S02, */- | Oversized Door With 1600mm Hinged Panel Over. |  | YES
SB B2 | 11.147 | - | D02 | 11.147-D02 | CO | 350 | FR2 | Rw40 | - | - | DO/180 | 1850 | 1850 | 3640 | 55 | FC | PT-1 | - | 3800 | 3695 | 3612 | 3601 | PT-2 | SF1a | H1x12 | ML-3 | - | - | - | - | Y | - | L | DS4 | HND1-2, HND1-6 | - | CL2/S | - | ALB, CHBx2 | ST1 | - | S02, */- | Oversized Door With 1600mm Hinged Panel Over |  | YES
SB B2 | 11.147 | - | D03 | 11.147-D03 | CO | 350 | FR2 | Rw40 | - | - | DO/180 | 1850 | 1850 | 3640 | 55 | FC | PT-1 | - | 3800 | 3695 | 3612 | 3601 | PT-2 | SF1a | H1x12 | ML-3 | - | - | - | - | Y | - | L | DS4 | HND1-2, HND1-6 | - | CL2/S | - | ALB, CHBx2 | ST1 | - | S02, */- | Oversized Door With 1600mm Hinged Panel Over |  | YES
SB B2 | 11.158 | - | D01 | 11.158-D01 | PTN | 144 | FR2 | Rw33 | R2.3 | - | DO/180 | 920 | 920 | 2640 | 55 | FC | PT-1 | - | 0 | 0 | 1768 | 2609 | PT-3 | SF1a | H1x12 | - | EL | - | Y | - | Y | - | H/FSE | DS6A | HND1-6, HND1-12 | - | CL2/S | - | ALB, CHBx2 | ST1 | - | */* | Oversized Door With 400mm Hinged Panel Over |  | YES
SB B2 | 11.178 | - | D01 | 11.178-D01 | CO | 350 | FR2 | Rw40 | - | - | DO | 1350 | 1350 | 3140 | 55 | FC | PT-1 | - | 2800 | 3195 | 2580 | 3101 | PT-2 | SF1a | H1x12 | ML-3 | - | - | - | - | Y | - | L | DS4 | HND1-2, HND1-6 | - | CL2/S | - | ALB, CHBx2 | - | - | */* | Oversized Door With 1100mm Hinged Panel Over |  | YES
SB B2 | 11.178 | - | D02 | 11.178-D02 | CO | 350 | FR2 | Rw40 | - | - | DO | 1350 | 1350 | 3140 | 55 | FC | PT-1 | - | 2800 | 3195 | 2580 | 3101 | PT-2 | SF1a | H1x12 | ML-3 | - | - | - | - | Y | - | L | DS4 | HND1-2, HND1-6 | - | CL2/S | - | ALB, CHBx2 | - | - | */* | Oversized Door With 1100mm Hinged Panel Over |  | YES
SB B2 | 11.178 | - | D03 | 11.178-D03 | CO | 350 | FR2 | Rw40 | - | - | DO | 1350 | 1350 | 3140 | 55 | FC | PT-1 | - | 2800 | 3195 | 2580 | 3101 | PT-2 | SF1a | H1x12 | ML-3 | - | - | - | - | Y | - | L | DS4 | HND1-2, HND1-6 | - | CL2/S | - | ALB, CHBx2 | - | - | */* | Oversized Door With 1100mm Hinged Panel Over |  | YES
SB B3 | 05.021b | - | D01 | 05.021b-D01 | CO | 300 | FR2 | Rw33 | - | - | SI-LH | 920 |  | 2140 | 48 | FC | PT-1 | - | 1070 | 2225 | 830 | 2118 | PT-2 | SF1c | H1x4 | ML-3 | - | - | - | - | Y | - | L | DS6 | HND1-2, HND1-6 | - | CL2 | - | - | ST1 | - | */* |  |  | YES
SB B3 | 05.024b | - | D01 | 05.024b-D01 | BK | 300 | FR2 | - | - | - | SI-RH | 970 |  | 2040 | 48 | FC | PT-1 | - | 1060 | 2095 | 887 | 2025 | PT-2 | SF1a | H1x3 | ML-3 | - | - | - | - | Y | - | L | - | HND1-2, HND1-6 | - | CL2 | - | - | ST1 | - | */* | Concrete Clear Opening Width To Be 1200mm |  | YES
SB B3 | 5.033 | - | D01 | 5.033-D01 | CO | 300 | FR2 | Rw32 | - | - | SI-LH | 920 |  | 2140 | 48 | FC | PT-1 | - | 1070 | 2225 | 830 | 2118 | PT-2 | SF1c | H1x4 | ML-1 | - | - | - | - | Y | - | L | DS6 | HND1-6, HND1-8 | - | CL2 | - | - | ST1 | - | */* |  |  | YES
SB B3 | 5.042 | - | D01 | 5.042-D01 | BK | 400 | FR2 | Rw33 | - | - | SI-LH | 970 |  | 2040 | 48 | FC | PT-1 | - | 1060 | 2095 | 880 | 2018 | PT-2 | SF1a | H1x3 | ML-1 | - | - | - | - | Y | - | L | DS6 | HND1-6, HND1-8 | - | CL2 | - | - | ST1 | - | */* | Concrete Clear Opening Width To Be 1200mm |  | YES
SB B3 | 11.026 | - | D01 | 11.026-D01 | BK | 190 | FR2 |  | - | - | DO | 1350 | 1350 | 2240 | 48 | FC | PT-1 | - | 0 | 0 | 2594 | 2220 | PT-2 | SF1a | H1x8 | RNL | - | - | - | - | - | - | NONE | DS10B | HND6x2 | E | CL2/S | - | ALB | - | - | */* |  |  | YES
SB B3 | 11.039a | - | D01 | 11.039a-D01 | CO | 300 | FR2 | - | - | - | SO-RH | 920 |  | 2240 | 48 | FC | PT-1 | - | 1010 | 2295 | 832 | 2220 | PT-2 | SF1a | H1x4 | ML-3 | - | - | - | - | Y | - | L | DS2 | HND1-2, HND1-6 | - | CL2 | - | - | ST1 | - | */* |  |  | YES
SB B3 | 11.042 | - | D01 | 11.042-D01 | CO | 350 | FR2 | Rw33 | R2.3 | - | SO-RH | 1020 |  | 2240 | 48 | FC | PT-1 | - | 1110 | 2295 | 921 | 2209 | PT-2 | SF1a | H1x4 | - | ELE | - | Y | - | Y | - | H/FSE | DS6A | HND1-6, HND1-12 | - | CL2 | - | - | ST1 | - | */* |  |  | YES
SB B3 | 11.042 | - | D02 | 11.042-D02 | CO | 350 | FR2 | Rw33 | R2.3 | - | DO/180 | 1250 | 1250 | 2540 | 55 | FC | PT-1 | - | 2600 | 2595 | 2428 | 2509 | PT-2 | SF1a | H1x12 | ML-6 | - | - | - | - | Y | - | L | DS6A | HND1-6, HND1-9 | - | CL2/S | - | ALB, CHBx2 | ST1 | - | */* | Oversized Door With 300mm Hinged Panel Over |  | YES
SB B3 | 11.042 | - | D03 | 11.042-D03 | CO | 350 | FR2 | - | - | - | SO-LH | 1020 |  | 2240 | 48 | FC | PT-1 | - | 1110 | 2295 | 932 | 2220 | PT-2 | SF1a | H1x4 | MLE-3 | - | - | - | - | Y | - | L | DS2 | HND1-2, HND1-6 | - | CL2 | - | - | ST1 | - | */* | - |  | YES
SB B3 | 11.043a | - | D01 | 11.043a-D01 | CO | 350 | FR2 | Rw40 | - | +6.5kPa | DO | 1020 | 1020 | 2540 | 87 | FC | PT-1 | - | 2140 | 2595 | 1856 | 2501 | PT-2 | PTY/F | H14 | ML-3 | - | - | - | - | Y | - | L | DS4 | HND1-2, HND1-6 | - | CL2/S | - | SHBX2 | - | - | S02, */- | Oversized Door With 500mm Hinged Panel and Transom over |  | YES
SB B3 | 11.044a | - | D01 | 11.044a-D01 | CO | 350 | FR2 | Rw40 | - | +6.5kPa | DO | 1020 | 1020 | 2540 | 87 | FC | PT-1 | - | 2140 | 2595 | 1856 | 2501 | PT-2 | PTY/F | H14 | ML-3 | - | - | - | - | Y | - | L | DS4 | HND1-2, HND1-6 | - | CL2/S | - | SHBX2 | - | - | S02, */- | Oversized Door With 500mm Hinged Panel and Transom over |  | YES
SB B3 | 11.046a | - | D01 | 11.046a-D01 | CO | 350 | FR2 | Rw40 | - | +6.5kPa | DO | 1020 | 1020 | 2540 | 87 | FC | PT-1 | - | 2140 | 2595 | 1856 | 2501 | PT-2 | PTY/F | H14 | ML-3 | - | - | - | - | Y | - | L | DS4 | HND1-2, HND1-6 | - | CL2/S | - | SHBX2 | - | - | S02, */- | Oversized Door With 500mm Hinged Panel and Transom over |  | YES
SB B3 | 11.047a | - | D01 | 11.047a-D01 | CO | 350 | FR2 | Rw40 | - | +6.5kPa | DO | 1020 | 1020 | 2540 | 87 | FC | PT-1 | - | 2140 | 2595 | 1856 | 2501 | PT-2 | PTY/F | H14 | ML-3 | - | - | - | - | Y | - | L | DS4 | HND1-2, HND1-6 | - | CL2/S | - | SHBX2 | - | - | S02, */- | Oversized Door With 500mm Hinged Panel and Transom over |  | YES
SB B3 | 11.048a | - | D01 | 11.048a-D01 | CO | 400 | FR2 | - | - | - | SO-RH | 920 |  | 2240 | 48 | FC | PT-1 | - | 1010 | 2295 | 832 | 2220 | PT-2 | SF1a | H1x4 | RNL | - | - | - | - | Y | - | L | DS2 | HND6 | - | CL2 | - | - | - | - | */* | Additional balustrade BAL-603a to be installed as per AS1657 | _03 | YES
SB B3 | 11.053 | - | D01 | 11.053-D01 | PTN | 144 | FR2 | - | - | - | SO-RH | 1120 |  | 2440 | 48 | FC | PT-1 | - | 0 | 0 | 1032 | 2420 | PT-3 | SF1a | H1x4 | ML-3 | - | - | - | - | Y | - | L | DS2 | HND1-6, HND1-12 | E | CL2 | - | - | - | - | */* |  |  | YES
SB B3 | 11.063a | - | D01 | 11.063a-D01 | BK | 190 | FR2 | - | - | - | DO | 1020 | 1020 | 2240 | 48 | FC | PT-1 | - | 0 | 0 | 1934 | 2220 | PT-2 | SF1a | H1x8 | RNL | - | - | - | - | Y | - | L | DS2 | HND6x2 | - | CL2/S | - | ALB | - | - | */* | Additional balustrade BAL-603a to be installed as per AS1657 | _03 | YES
SB B3 | 11.149 | - | D01 | 11.149-D01 | PTN | 144 | FR2 | Rw33 | R2.3 | - | DO/180 | 920 | 920 | 2640 | 55 | FC | PT-1 | - | 0 | 0 | 1768 | 2609 | PT-3 | SF1a | H1x12 | - | EL | - | Y | - | Y | - | H/FSE | DS6A | HND1-6, HND1-12 | - | CL2/S | - | ALB, CHBx2 | ST1 | - | */* | Oversized Door With 400mm Hinged Panel Over |  | YES
SB B3 | 11.152 | - | D01 | 11.152-D01 | CO | 400 | FR2 | Rw33 | R2.3 | - | SO-LH | 1020 |  | 2240 | 48 | FC | PT-1 | - | 1110 | 2295 | 921 | 2209 | PT-2 | SF1a | H1x4 | - | ELE | - | Y | - | Y | - | H/FSE | DS6A | HND1-6, HND1-12 | - | CL2 | - | - | - | - | */* |  |  | YES
SB B3 | 11.152 | - | D02 | 11.152-D02 | CO | 400 | FR2 | Rw33 | R2.3 | - | DO | 1850 | 1850 | 3240 | 55 | FC | PT-1 | - | 3860 | 3325 | 3580 | 3209 | PT-2 | SF1c | H1x12 | ML-6 | - | - | - | - | Y | - | L | DS6A | HND1-6, HND1-9 | - | CL2/S | - | ALB, CHBx2 | ST1 | - | */* | Oversized Door With 1000mm Hinged Panel Over. Exit Only |  | YES
SB B4 | 05.021a | - | D01 | 05.021a-D01 | CO | 300 | FR2 | - | - | - | SI-LH | 920 |  | 2140 | 48 | FC | PT-1 | - | 1070 | 2225 | 832 | 2120 | PT-2 | SF1c | H1x4 | ML-3 | - | - | - | - | Y | - | L | DS6 | HND1-2, HND1-6 | - | CL2 | - | - | ST1 | - | */* |  |  | YES
SB B4 | 5.037 | - | D01 | 5.037-D01 | CO | 300 | FR2 | - | - | - | SI-LH | 920 |  | 2140 | 48 | FC | PT-1 | - | 1070 | 2225 | 832 | 2120 | PT-2 | SF1c | H1x4 | ML-1 | - | - | - | - | Y | - | L | DS6 | HND1-6, HND1-8 | - | CL2 | - | - | ST1 | - | */* |  |  | YES
SB B4 | 5.055 | - | D01 | 5.055-D01 | BK | 190 | FR2 | - | - | - | SO-RH | 970 |  | 2140 | 48 | FC | PT-1 | - | 0 | 0 | 887 | 2125 | PT-2 | SF1a | H1x4 | ML-3 | - | - | - | - | Y | - | L | - | HND1-2, HND1-6 | - | CL2 | - | - | ST1 | - | */* |  |  | YES
SB B4 | 5.055 | - | D02 | 5.055-D02 | CO | 350 | FR2 | - | - | - | SI-LH | 970 |  | 2140 | 48 | FC | PT-1 | - | 1080 | 2205 | 882 | 2120 | PT-2 | SF1a | H1x4 | ML-1 | - | - | - | - | Y | - | L | DS2 | HND1-6, HND1-8 | - | CL2 | - | - | ST1 | - | */* |  |  | YES
SB B4 | 11.045 | - | D01 | 11.045-D01 | CO | 350 | FR2 | Rw33 | - | - | SO-RH | 1120 |  | 2440 | 48 | FC | PT-1 | - | 1210 | 2495 | 1030 | 2418 | PT-2 | SF1a | H1x4 | MLF-3 | - | - | - | - | Y | - | L | DS6 | HND1-6 , HND1-13, H | - | CL2 | - | - | ST1 | - | S02, */- | Key to share with QFES |  | YES
SB B4 | 11.045 | - | D02 | 11.045-D02 | CO | 350 | FR2 | - | - | - | SO-RH | 1120 |  | 2440 | 48 | FC | PT-1 | - | 1210 | 2495 | 1032 | 2420 | PT-2 | SF1a | H1x4 | MLF-3 | - | - | - | - | Y | - | L | DS2 | HND1-6 , HND1-13, H | - | CL2 | - | - | ST1 | - | -/S02, * | Key to share with QFES |  | YES
SB B4 | 11.062 | - | D01 | 11.062-D01 | BK | 190 | FR2 | Rw33 | - | - | DO | 920 | 920 | 2040 | 48 | FC | PT-1 | - | 0 | 0 | 1734 | 2009 | PT-2 | SF1a | H1x3 | ML-3 | - | - | - | - | Y | - | L | DS6A | HND1-2, HND1-6 | - | CL2/S | - | ALB | ST1 | - | */* |  |  | YES
SB B4 | 11.072 | - | D01 | 11.072-D01 | BK | 190 | FR2 | - | - | - | DO | 820 | 820 | 2440 | 48 | FC | PT-1 | - | 0 | 0 | 1534 | 2420 | PT-2 | SF1a | H1x8 | ML-3 | - | - | - | - | Y | - | L | DS2 | HND1-6, HND1-12 | E | CL2/S | - | ALB | ST1 | - | */* |  |  | YES
SB L0 | 05.002a | - | D01 | 05.002a-D01 | CO | 300 | FR2 | Rw33 | - | - | SI-LH | 920 |  | 2140 | 48 | FC | PT-1 | - | 1070 | 2225 | 830 | 2118 | PT-2 | SF1c | H1x4 | ML-3 | - | - | - | - | Y | - | L | DS6 | HND1-2, HND1-6 | - | CL2 | - | - | ST1 | - | */* |  |  | YES
SB L0 | 05.002a | - | D02 | 05.002a-D02 | CO | 350 | FR2 | Rw33 | - | - | SO-LH | 920 |  | 2140 | 50 | FC | SS1/SS2/LC | - | 1070 | 2225 | 828 | 2118 | PT-2 | SF1b | H1x4 | PB1B | - | - | - | - | Y | - | L | DS5 | HND1-2 | - | CL2 | - | - | - | Y | */* |  |  | YES
SB L0 | 05.021e | - | D01 | 05.021e-D01 | BK | 116 | FR2 | - | - | - | SI-LH | 920 |  | 2140 | 48 | FC | PT-1 | - | 0 | 0 | 832 | 2120 | PT-2 | SF1c | H1x4 | ML-1 | - | - | - | - | Y | - | L | DS2 | HND1-6, HND1-8 | - | CL2 | - | - | ST1 | - | */* |  |  | YES
SB L0 | 05.021e | - | D02 | 05.021e-D02 | CO | 350 | FR2 | Rw33 | - | - | SO-RH | 920 |  | 2140 | 50 | FC | SS1/SS2/LC | - | 1070 | 2225 | 828 | 2118 | PT-2 | SF1b | H1x4 | PB1B | - | - | - | - | Y | - | L | DS5 | HND1-2 | - | CL2 | - | - | - | Y | */* |  |  | YES
SB L0 | 05.024e | - | D01 | 05.024e-D01 | CO | 300 | FR2 | - | - | - | SI-RH | 1020 |  | 2040 | 48 | FC | PT-1 | - | 1110 | 2095 | 937 | 2025 | PT-2 | SF1a | H1x4 | ML-3 | - | - | - | - | Y | - | L | - | HND1-2, HND1-6 | - | CL2 | - | - | ST1 | - | */* |  |  | YES
SB L0 | 05.024e | - | D02 | 05.024e-D02 | CO | 350 | FR2 | Rw33 | - | - | DO | 1020 | 1020 | 2140 | 48 | FC | GAL | - | 2140 | 2195 | 1934 | 2109 | GAL | SF1a | H1x8 | PB2B | - | - | - | - | Y | - | L | DS5 | HND1-2 | - | CL2/S | - | - | - | - | */* |  |  | YES
SB L0 | 05.028a | - | D01 | 05.028a-D01 | CO | 350 | FR2 | Rw33 | - | - | SO-LH | 1020 |  | 2040 | 48 | FC | GAL | - | 1110 | 2095 | 930 | 2018 | GAL | SF1a | H1x4 | PB1B | - | - | - | - | Y | - | L | DS5 | HND1-2 | - | CL2 | - | - | - | - | */* |  |  | YES
SB L0 | 05.029e | - | D01 | 05.029e-D01 | CO | 350 | FR2 | Rw33 | - | - | DO | 1020 | 1020 | 2140 | 48 | FC | GAL | - | 2140 | 2195 | 1934 | 2109 | GAL | SF1a | H1x8 | PB2B | - | - | - | - | Y | - | L | DS5 | HND1-2 | - | CL2/S | - | - | - | - | */* |  |  | YES
SB L0 | 5.052 | - | D01 | 5.052-D01 | CO | 300 | FR2 | Rw33 | - | - | SI-LH | 1020 |  | 2040 | 48 | FC | PT-1 | - | 1110 | 2095 | 930 | 2018 | PT-2 | SF1a | H1x4 | ML-1 | - | - | - | - | Y | - | L | DS6 | HND1-6, HND1-8 | - | CL2 | - | - | ST1 | - | */* |  |  | YES
SB L0 | 11.017 | - | D01 | 11.017-D01 | CO | 300 | FR2 | - | R2.3 | - | DO/180 | 1350 | 1350 | 3240 | 55 | FC | PT-1 Energex side: PT-4 Corridor side: PT-1 | - | 2700 | 3295 | 2550 | 3220 | PT-2 | SF1a | H1x12 | PB2B | - | - | - | - | Y | - | L | DS2 | HND1-2 | - | CL2/S | - | ALB, CHBx2 | - | - | */* | Oversized Door With 1000mm Hinged Panel Over. Exit Only | _03 | YES
SB L0 | 11.017 | - | D02 | 11.017-D02 | CO | 350 | FR2 | Rw33 | - | - | SO-RH | 1120 |  | 2240 | 50 | FC | SS2/SS2/LC | - | 1030 | 2405 | 828 | 2318 | PT-2 | SF1b | H1x4 | PB1B | - | - | - | - | Y | - | L | DS5 | HND1-2 | - | CL2 | - | - | - | Y | */* | Energex key |  | YES
SB L0 | 11.039d | - | D01 | 11.039d-D01 | CO | 350 | FR2 | Rw33 | - | - | SO-RH | 1020 |  | 2140 | 48 | FC | GAL | - | 1110 | 2195 | 930 | 2118 | GAL | SF1a | H1x4 | ML-3 | - | - | - | - | Y | - | L | DS5 | HND1-2, HND1-6 | - | CL2 | - | - | - | - | */* |  |  | YES
SB L0 | 11.048d | - | D01 | 11.048d-D01 | CO | 300 | FR2 | - | - | - | SO-LH | 920 |  | 2240 | 48 | FC | PT-1 | - | 1010 | 2295 | 832 | 2220 | PT-2 | SF1a | H1x4 | RNL | - | - | - | - | Y | - | L | DS2 | HND6 | - | CL2 | - | - | - | - | */* | Additional balustrade BAL-603a to be installed as per AS1657 | _03 | YES
SB L0 | 11.064 | - | D01 | 11.064-D01 | CO | 350 | FR2 | Rw40 | - | +6.5kPa | DO | 1600 | 1600 | 3040 | 87 | FC | PT-1 | - | 3300 | 3095 | 3016 | 3001 | PT-2 | PTY/F | H14 | ML-3 | - | - | - | - | Y | - | L | DS4 | HND1-2, HND1-6 | - | CL2/S | - | SHBX2 | - | - | S02, */- | Oversized Door With 1000mm Hinged Panel and Transom over |  | YES
SB L0 | 11.064 | - | D02 | 11.064-D02 | CO | 350 | FR2 | Rw40 | - | +6.5kPa | DO | 1600 | 1600 | 3040 | 87 | FC | PT-1 | - | 3300 | 3095 | 3016 | 3001 | PT-2 | PTY/F | H14 | ML-3 | - | - | - | - | Y | - | L | DS4 | HND1-2, HND1-6 | - | CL2/S | - | SHBX2 | - | - | S02, */- | Oversized Door With 1000mm Hinged Panel and Transom over |  | YES
SB L0 | 11.064 | - | D03 | 11.064-D03 | CO | 350 | FR2 | Rw40 | - | +6.5kPa | DO | 1600 | 1600 | 3040 | 87 | FC | PT-1 | - | 3300 | 3095 | 3016 | 3001 | PT-2 | PTY/F | H14 | ML-3 | - | - | - | - | Y | - | L | DS4 | HND1-2, HND1-6 | - | CL2/S | - | SHBX2 | - | - | S02, */- | Oversized Door With 1000mm Hinged Panel and Transom over |  | YES
SB L0 | 11.073 | - | D01 | 11.073-D01 | CO | 350 | FR2 | Rw40 | - | -6.5kPa | DO | 1560 | 1560 | 3040 | 87 | FC | PT-1 | - | 3220 | 3095 | 2936 | 3001 | PT-2 | PTY/F | H14 | ML-3 | - | - | - | - | Y | - | L | DS4 | HND1-2, HND1-6 | - | CL2/S | - | SHBX2 | - | - | S02, */- | Oversized Door With 1000mm Hinged Panel and Transom over |  | YES
SB L0 | 11.073 | - | D02 | 11.073-D02 | CO | 350 | FR2 | Rw40 | - | -6.5kPa | DO | 1550 | 1550 | 3040 | 87 | FC | PT-1 | - | 3200 | 3095 | 2916 | 3001 | PT-2 | PTY/F | H14 | ML-3 | - | - | - | - | Y | - | L | DS4 | HND1-2, HND1-6 | - | CL2/S | - | SHBX2 | - | - | S02, */- | Oversized Door With 1000mm Hinged Panel and Transom over |  | YES
SB L0 | 11.073 | - | D03 | 11.073-D03 | CO | 350 | FR2 | Rw40 | - | -6.5kPa | DO | 1560 | 1560 | 3040 | 87 | FC | PT-1 | - | 3220 | 3095 | 2936 | 3001 | PT-2 | PTY/F | H14 | ML-3 | - | - | - | - | Y | - | L | DS4 | HND1-2, HND1-6 | - | CL2/S | - | SHBX2 | ST1 | - | S02, */- | Oversized Door With 1000mm Hinged Panel and Transom over |  | YES
SB L0 | 11.151 | - | D01 | 11.151-D01 | CO | 300 | FR2 | - | - | - | DO | 1250 | 1250 | 2340 | 48 | FC | PT-1 | - | 2600 | 2395 | 2394 | 2320 | PT-2 | SF1a | H1x8 | ML-3 | - | - | - | - | Y | - | L | DS2 | HND1-2, HND1-6 | - | CL2/S | - | ALB | ST1 | - | */* |  |  | YES
SB L0 | 11.16 | - | D01 | 11.16-D01 | CO | 350 | FR2 | Rw33 | - | - | DO/180 | 1850 | 1850 | 3640 | 57 | FC | GAL | - | 3820 | 3705 | 3646 | 3618 | GAL | SF1a | H1x12 | PB2B | ES, PTD | - | Y | - | Y | - | M/FSE | DS5 | HND1-13, HND15 | - | CL2/S | - | ALB, CHBx2 | - | - | */* | Oversized Door With 1400mm Hinged Panel Over Key to share with QFES |  | YES
SB L0 | 11.16 | - | D02 | 11.16-D02 | CO | 350 | FR2 | Rw33 | - | - | DO | 1850 | 1850 | 3640 | 57 | FC | GAL | - | 3820 | 3705 | 3576 | 3618 | GAL | SF1a | H1x12 | ML-6 | - | - | - | - | Y | - | L | DS5 | HND1-6, HND1-9 | - | CL2/S | - | ALB, CHBx2 | - | - | */* | Oversized Door With 1600mm Hinged Panel Over |  | YES
SB L0 | 11.2 | - | D01 | 11.2-D01 | CO | 300 | FR2 | - | - | - | DO | 920 | 920 | 2340 | 48 | FC | PT-1 | - | 1940 | 2395 | 1734 | 2320 | PT-2 | SF1a | H1x8 | ML-3 | - | - | - | - | Y | - | L | DS2 | HND1-2, HND1-6 | - | CL2/S | - | ALB | - | - | */* |  |  | YES
SB L1 | 05.002b | - | D01 | 05.002b-D01 | CO | 300 | FR2 | Rw33 | - | - | SI-LH | 920 |  | 2140 | 48 | FC | PT-1 | - | 1070 | 2225 | 830 | 2118 | PT-2 | SF1c | H1x4 | ML-3 | - | - | - | - | Y | - | L | DS6 | HND1-2, HND1-6 | - | CL2 | - | - | ST1 | - | */* |  |  | YES
SB L1 | 05.028b | - | D01 | 05.028b-D01 | CO | 300 | FR2 | Rw33 | - | +/- 1kPa | SI-RH | 1020 |  | 2040 | 48 | FC | PT-1 | - | 1170 | 2125 | 921 | 2009 | PT-2 | SF1c | H1x4 | MLE-3 | - | - | - | - | Y | - | L | DS8B | HND1-2, HND1-6 | - | CL2 | - | - | ST1 | - | */* |  |  | YES
SB L1 | 5.044 | - | D01 | 5.044-D01 | BK | 190 | FR2 | Rw33 | - | +/- 1kPa | SI-RH | 1020 |  | 2040 | 48 | FC | PT-1 | - | 0 | 0 | 921 | 2009 | PT-2 | SF1c | H1x4 | MLE-1 | - | - | - | - | Y | - | L | DS8B | HND1-6, HND1-8 | - | CL2 | - | - | ST1 | - | */* |  |  | YES
SB L1 | 11.001 | - | D01 | 11.001-D01 | CO | 350 | FR2 | Rw40 | - | +/- 1kPa | SI-LH | 1200 | 0 | 2640 | 55 | FC | PT-1 | - | 1350 | 2725 | 1130 | 2601 | PT-2 | SF1c | H1x6 | MLE-3 | - | - | - | - | Y | - | L | DS4 | HND1-2, HND1-6 | - | CL2 | - | SHB | ST1 | - | -/S02, * | Oversized Door With 600mm Hinged Panel and Transom over |  | YES
SB L1 | 11.029 | - | D01 | 11.029-D01 | CO | 350 | FR2 | Rw40 | - | + 1kPa | DO | 1250 | 1250 | 2640 | 55 | FC | PT-1 | - | 2600 | 2695 | 2380 | 2601 | PT-2 | SF1a | H1x12 | ML-3 | - | - | - | - | Y | - | L | DS4 | HND1-2, HND1-6 | - | CL2/S | - | SHBX2 | - | - | S02, */- | Oversized Door With 600mm Hinged Panel and Transom over |  | YES
SB L1 | 11.029 | - | D02 | 11.029-D02 | CO | 350 | FR2 | Rw40 | - | + 1kPa | DO | 1250 | 1250 | 2640 | 55 | FC | PT-1 | - | 2600 | 2695 | 2380 | 2601 | PT-2 | SF1a | H1x12 | ML-3 | - | - | - | - | Y | - | L | DS4 | HND1-2, HND1-6 | - | CL2/S | - | SHBX2 | - | - | S02, */- | Oversized Door With 600mm Hinged Panel and Transom over |  | YES
SB L1 | 11.029 | - | D03 | 11.029-D03 | CO | 350 | FR2 | Rw40 | - | + 1kPa | SO-RH | 1120 | 0 | 2640 | 55 | FC | PT-1 | - | 1210 | 2695 | 1050 | 2601 | PT-2 | SF1a | H1x6 | MLE-3 | - | - | - | - | Y | - | L | DS4 | HND1-2, HND1-6 | - | CL2 | - | SHB | - | - | S02, */- | Oversized Door With 600mm Hinged Panel and Transom over |  | YES
SB L1 | 11.039e | - | D01 | 11.039e-D01 | CO | 300 | FR2 | Rw40 | - | +/- 1kPa | SO-RH | 920 |  | 2240 | 55 | FC | PT-1 | - | 1010 | 2295 | 806 | 2201 | PT-2 | SF1a | H1x4 | ML-3 | - | - | - | - | Y | - | L | DS4 | HND1-2, HND1-6 | - | CL2 | - | - | ST1 | - | */* |  |  | YES
SB L1 | 11.048e | - | D01 | 11.048e-D01 | CO | 300 | FR2 | Rw40 | - | +/- 1kPa | DO | 1020 | 1020 | 2040 | 55 | FC | PT-1 | - | 2140 | 2095 | 1920 | 2001 | PT-2 | SF1a | H1x4 | RNL | - | - | - | - | Y | - | L | DS4 | HND6x2 | - | CL2/S | - | ALB | - | - | */* | Additional balustrade BAL-603a to be installed as per AS1657 | _03 | YES
SB L1 | 11.049 | - | D01 | 11.049-D01 | BK | 190 | FR2 | - | - | - | DO/180 | 1320 | 1320 | 2240 | 48 | FC | PT-1 | - | 0 | 0 | 2590 | 2220 | PT-2 | SF1a | H1x8 | RNL | - | - | - | - | Y | - | L | DS10B | HND6x2 | E | CL2/S | - | ALB | ST1 | - | */* |  |  | YES
SB L1 | 11.192 | - | D01 | 11.192-D01 | CO | 300 | FR2 | Rw40 | - | +/- 1kPa | SO-RH | 1120 |  | 2440 | 55 | FC | PT-1 | - | 1210 | 2495 | 1006 | 2401 | PT-2 | SF1a | H1x4 | ML-3 | - | - | - | - | Y | - | L | DS4 | HND1-6, HND1-12 | E | CL2 | - | - | - | - | */* |  |  | YES
SB L2 | 05.002c | - | D01 | 05.002c-D01 | CO | 300 | FR2 | Rw33 | R2.3 | - | SI-LH | 920 |  | 2140 | 48 | FC | PT-1 | - | 1070 | 2225 | 830 | 2118 | PT-2 | SF1c | H1x4 | ML-3 | - | - | - | - | Y | - | L | DS6 | HND1-2, HND1-6 | - | CL2 | - | - | ST1 | - | */* |  |  | YES
SB L2 | 05.028c | - | D01 | 05.028c-D01 | CO | 300 | FR2 | Rw32 | R2.3 | - | SI-RH | 1020 |  | 2040 | 48 | FC | PT-1 | - | 1170 | 2125 | 930 | 2018 | PT-2 | SF1c | H1x4 | ML-3 | - | - | - | - | Y | - | L | DS6 | HND1-2, HND1-6 | - | CL2 | - | - | ST1 | - | */* |  |  | YES
SB L2 | 11.048f | - | D01 | 11.048f-D01 | CO | 300 | FR2 | Rw32 | R2.3 | - | DO | 1020 | 1020 | 2040 | 48 | FC | PT-1 | - | 2140 | 2095 | 1934 | 2009 | PT-2 | SF1a | H1x8 | RNL | - | - | - | - | Y | - | L | DS6 | HND6x2 | - | CL2/S | - | ALB | - | - | */* | Additional balustrade BAL-603a to be installed as per AS1657 | _03 | YES
SB L2 | 11.111 | - | D01 | 11.111-D01 | CO | 350 | FR2 | Rw33 | R3.3 | - | DI | 2050 | 2050 | 3800 | 48 | PC | PT-1 | - | 4180 | 3850 | 3984 | 3768 | PC | SF1a | H1x12 | ML-3 | - | - | - | - | Y | - | L | DS6 | HND1-2, HND1-6 | - | CL2/S | - | ALB | ST1 | - | */* | Panting code: 0.13 |  | YES
SB L3 | 05.002d | - | D01 | 05.002d-D01 | BK | 190 | FR2 | Rw33 | - | - | SI-LH | 1120 |  | 2140 | 48 | FC | PT-1 | - | 0 | 0 | 1030 | 2118 | PT-2 | SF1c | H1x4 | ML-3 | - | - | - | - | Y | - | L | DS5 | HND1-2, HND1-6 | - | CL2 | - | - | ST1 | - | */* |  |  | YES
SB L3 | 05.028e | - | D01 | 05.028e-D01 | CO | 300 | FR2 | Rw33 | - | - | SI-RH | 920 |  | 2140 | 48 | FC | PT-1 | - | 1070 | 2225 | 830 | 2118 | PT-2 | SF1c | H1x4 | ML-3 | - | - | - | - | Y | - | L | DS5 | HND1-2, HND1-6 | - | CL2 | - | - | ST1 | - | */* |  |  | YES
SB L3 | 11.054 | - | D01 | 11.054-D01 | CO | 300 | FR2 | Rw40 | - | - | DO | 1250 | 1250 | 2340 | 55 | FC | PT-1 | - | 2600 | 2395 | 2380 | 2301 | PT-2 | SF1a | H1x8 | ML-3 | - | - | - | - | Y | - | L | DS4 | HND1-2, HND1-6 | - | CL2/S | - | ALB | - | - | */* | Threshold Plate: RP82, Door Head Waterproofing: RP67 |  | YES
SB Roof | 05.002e | - | D01 | 05.002e-D01 | BK | 190 | FR2 | Rw33 | - | - | SI-LH | 1120 |  | 2140 | 48 | FC | PT-1 | - | 0 | 0 | 1030 | 2118 | PT-2 | SF1c | H1x4 | ML-3 | - | - | - | - | Y | - | L | DS6 | HND1-2, HND1-6 | - | CL2 | - | - | - | - | */* |  |  | YES