## struct
resource | type | Add Step | Add Post | Tier 1 | Tier 2 | Tier 3 | Tier 4 | Tier 5 | Tier 6 | Tier 7 | Tier 8 | Tier 9
| step |  |  | Tier 1: ACUTE AGED CARE IPU
| step |  |  | Tier 2: Store - Equipment
| step |  |  | Tier 3: 03.A.234
CHECKLIST 1 - MX Monitors and X3's | checklist |  |  | Tier 4: Low Acuity Monitoring - MONITOR: LOW ACUITY - Mobile - EarlyVue VS30
| step |  |  | Tier 1: ACUTE RENAL HAEMODIALYSIS
| step |  |  | Tier 2: 1 Bed Room - Class N, Renal Dialysis
| step |  |  | Tier 3: 05.B.118
CHECKLIST 1 - MX Monitors and X3's | checklist |  |  | Tier 4: Medium Acuity Monitoring - Host Patient Monitor - IntelliVue MX450
CHECKLIST 1 - MX Monitors and X3's | checklist |  |  | Tier 4: Medium Acuity Monitoring - Transport Monitor - IntelliVue X3 (Philips FAST SpO₂), WIFI
| step |  |  | Tier 1: CARDIAC CARE UNIT
| step |  |  | Tier 2: 1 Bed Room - Class N, Haemodialysis Ready
| step |  |  | Tier 3: 07.B.081
CHECKLIST 1 - MX Monitors and X3's | checklist |  |  | Tier 4: Telemetry - MONITOR: TELEMETRY TRANSMITTER - MX40
CHECKLIST 1 - MX Monitors and X3's | checklist |  |  | Tier 4: Medium Acuity Monitoring - Transport Monitor - IntelliVue X3 (Philips FAST SpO₂), WIFI
| step |  |  | Tier 2: 1 Bed Room - Special Coronary Care
| step |  |  | Tier 3: 07.B.089
CHECKLIST 1 - MX Monitors and X3's | checklist |  |  | Tier 4: Telemetry - MONITOR: TELEMETRY TRANSMITTER - MX40
CHECKLIST 1 - MX Monitors and X3's | checklist |  |  | Tier 4: High Acuity Monitoring - Host Patient Monitor - IntelliVue MX750
CHECKLIST 1 - MX Monitors and X3's | checklist |  |  | Tier 4: High Acuity Monitoring - Transport Monitor - IntelliVue X3 (Philips FAST SpO₂), WIFI
| step |  |  | Tier 3: 07.B.091
CHECKLIST 1 - MX Monitors and X3's | checklist |  |  | Tier 4: Telemetry - MONITOR: TELEMETRY TRANSMITTER - MX40
CHECKLIST 1 - MX Monitors and X3's | checklist |  |  | Tier 4: High Acuity Monitoring - Host Patient Monitor - IntelliVue MX750
CHECKLIST 1 - MX Monitors and X3's | checklist |  |  | Tier 4: High Acuity Monitoring - Transport Monitor - IntelliVue X3 (Philips FAST SpO₂), WIFI
| step |  |  | Tier 3: 07.B.100
CHECKLIST 1 - MX Monitors and X3's | checklist |  |  | Tier 4: Telemetry - MONITOR: TELEMETRY TRANSMITTER - MX40
CHECKLIST 1 - MX Monitors and X3's | checklist |  |  | Tier 4: High Acuity Monitoring - Host Patient Monitor - IntelliVue MX750
CHECKLIST 1 - MX Monitors and X3's | checklist |  |  | Tier 4: High Acuity Monitoring - Transport Monitor - IntelliVue X3 (Philips FAST SpO₂), WIFI
| step |  |  | Tier 3: 07.B.104
CHECKLIST 1 - MX Monitors and X3's | checklist |  |  | Tier 4: Telemetry - MONITOR: TELEMETRY TRANSMITTER - MX40
CHECKLIST 1 - MX Monitors and X3's | checklist |  |  | Tier 4: High Acuity Monitoring - Host Patient Monitor - IntelliVue MX750
CHECKLIST 1 - MX Monitors and X3's | checklist |  |  | Tier 4: High Acuity Monitoring - Transport Monitor - IntelliVue X3 (Philips FAST SpO₂), WIFI
| step |  |  | Tier 2: 1 Bed Room - Special Coronary Care - HDU
CHECKLIST 1 - MX Monitors and X3's | checklist |  |  | Tier 3: 07.B.139; Tier 4: Medium Acuity Monitoring - Host Patient Monitor - IntelliVue MX450
CHECKLIST 1 - MX Monitors and X3's | checklist |  |  | Tier 3: 07.B.139; Tier 4: Telemetry - MONITOR: TELEMETRY TRANSMITTER - MX40
CHECKLIST 1 - MX Monitors and X3's | checklist |  |  | Tier 3: 07.B.139; Tier 4: Medium Acuity Monitoring - Transport Monitor - IntelliVue X3 (Philips FAST SpO₂), WIFI
CHECKLIST 1 - MX Monitors and X3's | checklist |  |  | Tier 3: 07.B.141; Tier 4: Medium Acuity Monitoring - Host Patient Monitor - IntelliVue MX450
CHECKLIST 1 - MX Monitors and X3's | checklist |  |  | Tier 3: 07.B.141; Tier 4: Telemetry - MONITOR: TELEMETRY TRANSMITTER - MX40
CHECKLIST 1 - MX Monitors and X3's | checklist |  |  | Tier 3: 07.B.141; Tier 4: Medium Acuity Monitoring - Transport Monitor - IntelliVue X3 (Philips FAST SpO₂), WIFI
CHECKLIST 1 - MX Monitors and X3's | checklist |  |  | Tier 3: 07.B.145; Tier 4: Medium Acuity Monitoring - Host Patient Monitor - IntelliVue MX450
CHECKLIST 1 - MX Monitors and X3's | checklist |  |  | Tier 3: 07.B.145; Tier 4: Telemetry - MONITOR: TELEMETRY TRANSMITTER - MX40
CHECKLIST 1 - MX Monitors and X3's | checklist |  |  | Tier 3: 07.B.145; Tier 4: Medium Acuity Monitoring - Transport Monitor - IntelliVue X3 (Philips FAST SpO₂), WIFI
CHECKLIST 1 - MX Monitors and X3's | checklist |  |  | Tier 3: 07.B.147; Tier 4: Medium Acuity Monitoring - Host Patient Monitor - IntelliVue MX450
CHECKLIST 1 - MX Monitors and X3's | checklist |  |  | Tier 3: 07.B.147; Tier 4: Telemetry - MONITOR: TELEMETRY TRANSMITTER - MX40
CHECKLIST 1 - MX Monitors and X3's | checklist |  |  | Tier 3: 07.B.147; Tier 4: Medium Acuity Monitoring - Transport Monitor - IntelliVue X3 (Philips FAST SpO₂), WIFI
| step |  |  | Tier 2: 1 Bed Room - Special Coronary Care - HDU, Haemodialysis Ready
CHECKLIST 1 - MX Monitors and X3's | checklist |  |  | Tier 3: 07.B.150; Tier 4: Medium Acuity Monitoring - Host Patient Monitor - IntelliVue MX450
CHECKLIST 1 - MX Monitors and X3's | checklist |  |  | Tier 3: 07.B.150; Tier 4: Telemetry - MONITOR: TELEMETRY TRANSMITTER - MX40
CHECKLIST 1 - MX Monitors and X3's | checklist |  |  | Tier 3: 07.B.150; Tier 4: Medium Acuity Monitoring - Transport Monitor - IntelliVue X3 (Philips FAST SpO₂), WIFI
CHECKLIST 1 - MX Monitors and X3's | checklist |  |  | Tier 3: 07.B.153; Tier 4: Medium Acuity Monitoring - Host Patient Monitor - IntelliVue MX450
CHECKLIST 1 - MX Monitors and X3's | checklist |  |  | Tier 3: 07.B.153; Tier 4: Telemetry - MONITOR: TELEMETRY TRANSMITTER - MX40
CHECKLIST 1 - MX Monitors and X3's | checklist |  |  | Tier 3: 07.B.153; Tier 4: Medium Acuity Monitoring - Transport Monitor - IntelliVue X3 (Philips FAST SpO₂), WIFI
CHECKLIST 1 - MX Monitors and X3's | checklist |  |  | Tier 3: 07.B.156; Tier 4: Medium Acuity Monitoring - Host Patient Monitor - IntelliVue MX450
CHECKLIST 1 - MX Monitors and X3's | checklist |  |  | Tier 3: 07.B.156; Tier 4: Telemetry - MONITOR: TELEMETRY TRANSMITTER - MX40
CHECKLIST 1 - MX Monitors and X3's | checklist |  |  | Tier 3: 07.B.156; Tier 4: Medium Acuity Monitoring - Transport Monitor - IntelliVue X3 (Philips FAST SpO₂), WIFI
CHECKLIST 1 - MX Monitors and X3's | checklist |  |  | Tier 3: 07.B.158; Tier 4: High Acuity Monitoring - Host Patient Monitor - IntelliVue MX750
CHECKLIST 1 - MX Monitors and X3's | checklist |  |  | Tier 3: 07.B.158; Tier 4: Telemetry - MONITOR: TELEMETRY TRANSMITTER - MX40
CHECKLIST 1 - MX Monitors and X3's | checklist |  |  | Tier 3: 07.B.158; Tier 4: High Acuity Monitoring - Transport Monitor - IntelliVue X3 (Philips FAST SpO₂), WIFI
| step |  |  | Tier 2: 1 Bed Room - Special Coronary Care, Haemodialysis Ready
CHECKLIST 1 - MX Monitors and X3's | checklist |  |  | Tier 3: 07.B.078; Tier 4: Telemetry - MONITOR: TELEMETRY TRANSMITTER - MX40
CHECKLIST 1 - MX Monitors and X3's | checklist |  |  | Tier 3: 07.B.078; Tier 4: High Acuity Monitoring - Host Patient Monitor - IntelliVue MX750
CHECKLIST 1 - MX Monitors and X3's | checklist |  |  | Tier 3: 07.B.078; Tier 4: High Acuity Monitoring - Transport Monitor - IntelliVue X3 (Philips FAST SpO₂), WIFI
CHECKLIST 1 - MX Monitors and X3's | checklist |  |  | Tier 3: 07.B.110; Tier 4: Telemetry - MONITOR: TELEMETRY TRANSMITTER - MX40
CHECKLIST 1 - MX Monitors and X3's | checklist |  |  | Tier 3: 07.B.110; Tier 4: High Acuity Monitoring - Host Patient Monitor - IntelliVue MX750
CHECKLIST 1 - MX Monitors and X3's | checklist |  |  | Tier 3: 07.B.110; Tier 4: High Acuity Monitoring - Transport Monitor - IntelliVue X3 (Philips FAST SpO₂), WIFI
CHECKLIST 1 - MX Monitors and X3's | checklist |  |  | Tier 3: 07.B.112; Tier 4: Telemetry - MONITOR: TELEMETRY TRANSMITTER - MX40
CHECKLIST 1 - MX Monitors and X3's | checklist |  |  | Tier 3: 07.B.112; Tier 4: High Acuity Monitoring - Host Patient Monitor - IntelliVue MX750
CHECKLIST 1 - MX Monitors and X3's | checklist |  |  | Tier 3: 07.B.112; Tier 4: High Acuity Monitoring - Transport Monitor - IntelliVue X3 (Philips FAST SpO₂), WIFI
| step |  |  | Tier 2: 2 Bed Room
CHECKLIST 1 - MX Monitors and X3's | checklist |  |  | Tier 3: 07.B.086; Tier 4: Telemetry - MONITOR: TELEMETRY TRANSMITTER - MX40
CHECKLIST 1 - MX Monitors and X3's | checklist |  |  | Tier 3: 07.B.094; Tier 4: Telemetry - MONITOR: TELEMETRY TRANSMITTER - MX40
CHECKLIST 1 - MX Monitors and X3's | checklist |  |  | Tier 3: 07.B.097; Tier 4: Medium Acuity Monitoring - Host Patient Monitor - IntelliVue MX450
CHECKLIST 1 - MX Monitors and X3's | checklist |  |  | Tier 3: 07.B.097; Tier 4: Telemetry - MONITOR: TELEMETRY TRANSMITTER - MX40
CHECKLIST 1 - MX Monitors and X3's | checklist |  |  | Tier 3: 07.B.107; Tier 4: Medium Acuity Monitoring - Host Patient Monitor - IntelliVue MX450
CHECKLIST 1 - MX Monitors and X3's | checklist |  |  | Tier 3: 07.B.107; Tier 4: Telemetry - MONITOR: TELEMETRY TRANSMITTER - MX40
CHECKLIST 1 - MX Monitors and X3's | checklist |  |  | Tier 3: 07.B.131; Tier 4: Medium Acuity Monitoring - Host Patient Monitor - IntelliVue MX450
CHECKLIST 1 - MX Monitors and X3's | checklist |  |  | Tier 3: 07.B.131; Tier 4: Telemetry - MONITOR: TELEMETRY TRANSMITTER - MX40
CHECKLIST 1 - MX Monitors and X3's | checklist |  |  | Tier 3: 07.B.131; Tier 4: Medium Acuity Monitoring - Transport Monitor - IntelliVue X3 (Philips FAST SpO₂), WIFI
CHECKLIST 1 - MX Monitors and X3's | checklist |  |  | Tier 3: 07.B.135; Tier 4: Medium Acuity Monitoring - Host Patient Monitor - IntelliVue MX450
CHECKLIST 1 - MX Monitors and X3's | checklist |  |  | Tier 3: 07.B.135; Tier 4: Telemetry - MONITOR: TELEMETRY TRANSMITTER - MX40
CHECKLIST 1 - MX Monitors and X3's | checklist |  |  | Tier 3: 07.B.135; Tier 4: Medium Acuity Monitoring - Transport Monitor - IntelliVue X3 (Philips FAST SpO₂), WIFI
CHECKLIST 1 - MX Monitors and X3's | checklist |  |  | Tier 3: 07.B.161; Tier 4: Medium Acuity Monitoring - Host Patient Monitor - IntelliVue MX450
CHECKLIST 1 - MX Monitors and X3's | checklist |  |  | Tier 3: 07.B.161; Tier 4: Telemetry - MONITOR: TELEMETRY TRANSMITTER - MX40
CHECKLIST 1 - MX Monitors and X3's | checklist |  |  | Tier 3: 07.B.161; Tier 4: Medium Acuity Monitoring - Transport Monitor - IntelliVue X3 (Philips FAST SpO₂), WIFI
CHECKLIST 1 - MX Monitors and X3's | checklist |  |  | Tier 3: 07.B.165; Tier 4: Medium Acuity Monitoring - Host Patient Monitor - IntelliVue MX450
CHECKLIST 1 - MX Monitors and X3's | checklist |  |  | Tier 3: 07.B.165; Tier 4: Telemetry - MONITOR: TELEMETRY TRANSMITTER - MX40
CHECKLIST 1 - MX Monitors and X3's | checklist |  |  | Tier 3: 07.B.165; Tier 4: Medium Acuity Monitoring - Transport Monitor - IntelliVue X3 (Philips FAST SpO₂), WIFI
| step |  |  | Tier 2: Office - Clinical Workroom
CHECKLIST 2 - Slave Screens & Central Monitoring | checklist |  |  | Tier 3: 07.B.119; Tier 4: Central Station Monitoring - Central Station - Slave Display - Video Over Cat 6 Solution
CHECKLIST 2 - Slave Screens & Central Monitoring | checklist |  |  | Tier 3: 07.B.175; Tier 4: Central Station Monitoring - Central Station - Slave Display - Video Over Cat 6 Solution
| step |  |  | Tier 2: Staff Station
CHECKLIST 2 - Slave Screens & Central Monitoring | checklist |  |  | Tier 3: 07.B.118; Tier 4: Central Station Monitoring - Central Station - Overview - PIC iX PC Tower - Overview
CHECKLIST 2 - Slave Screens & Central Monitoring | checklist |  |  | Tier 3: 07.B.118; Tier 4: Central Station Monitoring - MONITOR: CENTRAL STATION - DISPLAY, DESK - 24" Touch LCD Display
CHECKLIST 2 - Slave Screens & Central Monitoring | checklist |  |  | Tier 3: 07.B.176; Tier 4: Central Station Monitoring - Central Station - Surveillance - PIC iX PC Tower - Surveillance
CHECKLIST 2 - Slave Screens & Central Monitoring | checklist |  |  | Tier 3: 07.B.176; Tier 4: Central Station Monitoring - MONITOR: CENTRAL STATION - DISPLAY, DESK - 24" Touch LCD Display
| step |  |  | Tier 2: Store - Equipment
CHECKLIST 1 - MX Monitors and X3's | checklist |  |  | Tier 3: 07.B.127; Tier 4: Telemetry - Telemetry Wall Storage - MX40 Wall Storage - 989604195551
CHECKLIST 1 - MX Monitors and X3's | checklist |  |  | Tier 3: 07.B.127; Tier 4: Medium Acuity Monitoring - MONITOR: MEDIUM ACUITY - Mobile - IntelliVue X3 (Philips FAST SpO₂), WIFI
CHECKLIST 1 - MX Monitors and X3's | checklist |  |  | Tier 3: 07.B.127; Tier 4: Telemetry - MONITOR: TELEMETRY TRANSMITTER - MX40
CHECKLIST 1 - MX Monitors and X3's | checklist |  |  | Tier 3: 07.B.127; Tier 4: Telemetry - Telemetry Battery Charging Station - IntelliVue CL Charging Station
| step |  |  | Tier 2: Treatment / Echo Room
CHECKLIST 1 - MX Monitors and X3's | checklist |  |  | Tier 3: 07.B.114; Tier 4: Medium Acuity Monitoring - Host Patient Monitor - IntelliVue MX450
| step |  |  | Tier 1: EMERGENCY DEPARTMENT
| step |  |  | Tier 2: 1 Bed Room - Bariatric
CHECKLIST 1 - MX Monitors and X3's | checklist |  |  | Tier 3: LG.B.352; Tier 4: Medium Acuity Monitoring - Transport Monitor - IntelliVue X3 (Philips FAST SpO₂), WIFI
CHECKLIST 1 - MX Monitors and X3's | checklist |  |  | Tier 3: LG.B.375; Tier 4: Medium Acuity Monitoring - Transport Monitor - IntelliVue X3 (Philips FAST SpO₂), WIFI
| step |  |  | Tier 2: Ante Room
CHECKLIST 2 - Slave Screens & Central Monitoring | checklist |  |  | Tier 3: LG.B.109; Tier 4: High Acuity Monitoring - MONITOR: DISPLAY SCREEN - SLAVE, PATIENT - Intellivue AD75
| step |  |  | Tier 2: Bay - Mobile Equipment
CHECKLIST 1 - MX Monitors and X3's | checklist |  |  | Tier 3: LG.B.031; Tier 4: Medium Acuity Monitoring - MONITOR: MEDIUM ACUITY - Transport - IntelliVue X3 (Philips FAST SpO₂), WIFI
| step |  |  | Tier 2: CT Scanning Control Room
CHECKLIST 2 - Slave Screens & Central Monitoring | checklist |  |  | Tier 3: LG.B.202; Tier 4: Medium Acuity Monitoring - MONITOR: DISPLAY SCREEN - SLAVE, PATIENT - ??
| step |  |  | Tier 2: Patient Bay - 10m2
CHECKLIST 1 - MX Monitors and X3's | checklist |  |  | Tier 3: LG.B.343; Tier 4: Medium Acuity Monitoring - Transport Monitor - IntelliVue X3 (Philips FAST SpO₂), WIFI
CHECKLIST 1 - MX Monitors and X3's | checklist |  |  | Tier 3: LG.B.359; Tier 4: Medium Acuity Monitoring - Transport Monitor - IntelliVue X3 (Philips FAST SpO₂), WIFI
CHECKLIST 1 - MX Monitors and X3's | checklist |  |  | Tier 3: LG.B.360; Tier 4: Medium Acuity Monitoring - Transport Monitor - IntelliVue X3 (Philips FAST SpO₂), WIFI
CHECKLIST 1 - MX Monitors and X3's | checklist |  |  | Tier 3: LG.B.362; Tier 4: Medium Acuity Monitoring - Transport Monitor - IntelliVue X3 (Philips FAST SpO₂), WIFI
CHECKLIST 1 - MX Monitors and X3's | checklist |  |  | Tier 3: LG.B.363; Tier 4: Medium Acuity Monitoring - Transport Monitor - IntelliVue X3 (Philips FAST SpO₂), WIFI
CHECKLIST 1 - MX Monitors and X3's | checklist |  |  | Tier 3: LG.B.364; Tier 4: Medium Acuity Monitoring - Transport Monitor - IntelliVue X3 (Philips FAST SpO₂), WIFI
CHECKLIST 1 - MX Monitors and X3's | checklist |  |  | Tier 3: LG.B.378; Tier 4: Medium Acuity Monitoring - Transport Monitor - IntelliVue X3 (Philips FAST SpO₂), WIFI
CHECKLIST 1 - MX Monitors and X3's | checklist |  |  | Tier 3: LG.B.380; Tier 4: Medium Acuity Monitoring - Transport Monitor - IntelliVue X3 (Philips FAST SpO₂), WIFI
CHECKLIST 1 - MX Monitors and X3's | checklist |  |  | Tier 3: LG.B.381; Tier 4: Medium Acuity Monitoring - Transport Monitor - IntelliVue X3 (Philips FAST SpO₂), WIFI
CHECKLIST 1 - MX Monitors and X3's | checklist |  |  | Tier 3: LG.B.383; Tier 4: Medium Acuity Monitoring - Transport Monitor - IntelliVue X3 (Philips FAST SpO₂), WIFI
CHECKLIST 1 - MX Monitors and X3's | checklist |  |  | Tier 3: LG.B.384; Tier 4: Medium Acuity Monitoring - Transport Monitor - IntelliVue X3 (Philips FAST SpO₂), WIFI
CHECKLIST 1 - MX Monitors and X3's | checklist |  |  | Tier 3: LG.B.386; Tier 4: Medium Acuity Monitoring - Transport Monitor - IntelliVue X3 (Philips FAST SpO₂), WIFI
CHECKLIST 1 - MX Monitors and X3's | checklist |  |  | Tier 3: LG.B.390; Tier 4: Medium Acuity Monitoring - Transport Monitor - IntelliVue X3 (Philips FAST SpO₂), WIFI
CHECKLIST 1 - MX Monitors and X3's | checklist |  |  | Tier 3: LG.B.391; Tier 4: Medium Acuity Monitoring - Transport Monitor - IntelliVue X3 (Philips FAST SpO₂), WIFI
CHECKLIST 1 - MX Monitors and X3's | checklist |  |  | Tier 3: LG.B.393; Tier 4: Medium Acuity Monitoring - Transport Monitor - IntelliVue X3 (Philips FAST SpO₂), WIFI
CHECKLIST 1 - MX Monitors and X3's | checklist |  |  | Tier 3: LG.B.395; Tier 4: Medium Acuity Monitoring - Transport Monitor - IntelliVue X3 (Philips FAST SpO₂), WIFI
CHECKLIST 1 - MX Monitors and X3's | checklist |  |  | Tier 3: LG.B.402; Tier 4: Medium Acuity Monitoring - Transport Monitor - IntelliVue X3 (Philips FAST SpO₂), WIFI
CHECKLIST 1 - MX Monitors and X3's | checklist |  |  | Tier 3: LG.B.404; Tier 4: Medium Acuity Monitoring - Transport Monitor - IntelliVue X3 (Philips FAST SpO₂), WIFI
| step |  |  | Tier 2: Patient Bay - Acute Treatment (Class S)
CHECKLIST 1 - MX Monitors and X3's | checklist |  |  | Tier 3: LG.B.274; Tier 4: Medium Acuity Monitoring - Transport Monitor - IntelliVue X3 (Philips FAST SpO₂), WIFI
CHECKLIST 1 - MX Monitors and X3's | checklist |  |  | Tier 3: LG.B.306; Tier 4: Medium Acuity Monitoring - Transport Monitor - IntelliVue X3 (Philips FAST SpO₂), WIFI
CHECKLIST 1 - MX Monitors and X3's | checklist |  |  | Tier 3: LG.B.325; Tier 4: Medium Acuity Monitoring - Transport Monitor - IntelliVue X3 (Philips FAST SpO₂), WIFI
CHECKLIST 1 - MX Monitors and X3's | checklist |  |  | Tier 3: LG.B.356; Tier 4: Medium Acuity Monitoring - Transport Monitor - IntelliVue X3 (Philips FAST SpO₂), WIFI
CHECKLIST 1 - MX Monitors and X3's | checklist |  |  | Tier 3: LG.B.366; Tier 4: Medium Acuity Monitoring - Transport Monitor - IntelliVue X3 (Philips FAST SpO₂), WIFI
CHECKLIST 1 - MX Monitors and X3's | checklist |  |  | Tier 3: LG.B.368; Tier 4: Medium Acuity Monitoring - Transport Monitor - IntelliVue X3 (Philips FAST SpO₂), WIFI
CHECKLIST 1 - MX Monitors and X3's | checklist |  |  | Tier 3: LG.B.371; Tier 4: Medium Acuity Monitoring - Transport Monitor - IntelliVue X3 (Philips FAST SpO₂), WIFI
| step |  |  | Tier 2: Patient Bay - Acute Treatment, 12m2
CHECKLIST 1 - MX Monitors and X3's | checklist |  |  | Tier 3: LG.B.259; Tier 4: Medium Acuity Monitoring - Host Patient Monitor - IntelliVue MX450
CHECKLIST 1 - MX Monitors and X3's | checklist |  |  | Tier 3: LG.B.261; Tier 4: Medium Acuity Monitoring - Host Patient Monitor - IntelliVue MX450
CHECKLIST 1 - MX Monitors and X3's | checklist |  |  | Tier 3: LG.B.262; Tier 4: Medium Acuity Monitoring - Host Patient Monitor - IntelliVue MX450
CHECKLIST 1 - MX Monitors and X3's | checklist |  |  | Tier 3: LG.B.266; Tier 4: Medium Acuity Monitoring - Host Patient Monitor - IntelliVue MX450
CHECKLIST 1 - MX Monitors and X3's | checklist |  |  | Tier 3: LG.B.270; Tier 4: Medium Acuity Monitoring - Host Patient Monitor - IntelliVue MX450
CHECKLIST 1 - MX Monitors and X3's | checklist |  |  | Tier 3: LG.B.272; Tier 4: Medium Acuity Monitoring - Host Patient Monitor - IntelliVue MX450
CHECKLIST 1 - MX Monitors and X3's | checklist |  |  | Tier 3: LG.B.279; Tier 4: Medium Acuity Monitoring - Host Patient Monitor - IntelliVue MX450
CHECKLIST 1 - MX Monitors and X3's | checklist |  |  | Tier 3: LG.B.279; Tier 4: Medium Acuity Monitoring - Transport Monitor - IntelliVue X3 (Philips FAST SpO₂), WIFI
CHECKLIST 1 - MX Monitors and X3's | checklist |  |  | Tier 3: LG.B.285; Tier 4: Medium Acuity Monitoring - Host Patient Monitor - IntelliVue MX450
CHECKLIST 1 - MX Monitors and X3's | checklist |  |  | Tier 3: LG.B.285; Tier 4: Medium Acuity Monitoring - Transport Monitor - IntelliVue X3 (Philips FAST SpO₂), WIFI
CHECKLIST 1 - MX Monitors and X3's | checklist |  |  | Tier 3: LG.B.287; Tier 4: Medium Acuity Monitoring - Host Patient Monitor - IntelliVue MX450
CHECKLIST 1 - MX Monitors and X3's | checklist |  |  | Tier 3: LG.B.287; Tier 4: Medium Acuity Monitoring - Transport Monitor - IntelliVue X3 (Philips FAST SpO₂), WIFI
CHECKLIST 1 - MX Monitors and X3's | checklist |  |  | Tier 3: LG.B.288; Tier 4: Medium Acuity Monitoring - Host Patient Monitor - IntelliVue MX450
CHECKLIST 1 - MX Monitors and X3's | checklist |  |  | Tier 3: LG.B.288; Tier 4: Medium Acuity Monitoring - Transport Monitor - IntelliVue X3 (Philips FAST SpO₂), WIFI
CHECKLIST 1 - MX Monitors and X3's | checklist |  |  | Tier 3: LG.B.290; Tier 4: Medium Acuity Monitoring - Host Patient Monitor - IntelliVue MX450
CHECKLIST 1 - MX Monitors and X3's | checklist |  |  | Tier 3: LG.B.290; Tier 4: Medium Acuity Monitoring - Transport Monitor - IntelliVue X3 (Philips FAST SpO₂), WIFI
CHECKLIST 1 - MX Monitors and X3's | checklist |  |  | Tier 3: LG.B.291; Tier 4: Medium Acuity Monitoring - Host Patient Monitor - IntelliVue MX450
CHECKLIST 1 - MX Monitors and X3's | checklist |  |  | Tier 3: LG.B.291; Tier 4: Medium Acuity Monitoring - Transport Monitor - IntelliVue X3 (Philips FAST SpO₂), WIFI
CHECKLIST 1 - MX Monitors and X3's | checklist |  |  | Tier 3: LG.B.293; Tier 4: Medium Acuity Monitoring - Host Patient Monitor - IntelliVue MX450
CHECKLIST 1 - MX Monitors and X3's | checklist |  |  | Tier 3: LG.B.293; Tier 4: Medium Acuity Monitoring - Transport Monitor - IntelliVue X3 (Philips FAST SpO₂), WIFI
CHECKLIST 1 - MX Monitors and X3's | checklist |  |  | Tier 3: LG.B.315; Tier 4: Medium Acuity Monitoring - Host Patient Monitor - IntelliVue MX450
CHECKLIST 1 - MX Monitors and X3's | checklist |  |  | Tier 3: LG.B.315; Tier 4: Medium Acuity Monitoring - Transport Monitor - IntelliVue X3 (Philips FAST SpO₂), WIFI
CHECKLIST 1 - MX Monitors and X3's | checklist |  |  | Tier 3: LG.B.317; Tier 4: Medium Acuity Monitoring - Host Patient Monitor - IntelliVue MX450
CHECKLIST 1 - MX Monitors and X3's | checklist |  |  | Tier 3: LG.B.317; Tier 4: Medium Acuity Monitoring - Transport Monitor - IntelliVue X3 (Philips FAST SpO₂), WIFI
CHECKLIST 1 - MX Monitors and X3's | checklist |  |  | Tier 3: LG.B.318; Tier 4: Medium Acuity Monitoring - Host Patient Monitor - IntelliVue MX450
CHECKLIST 1 - MX Monitors and X3's | checklist |  |  | Tier 3: LG.B.318; Tier 4: Medium Acuity Monitoring - Transport Monitor - IntelliVue X3 (Philips FAST SpO₂), WIFI
CHECKLIST 1 - MX Monitors and X3's | checklist |  |  | Tier 3: LG.B.320; Tier 4: Medium Acuity Monitoring - Host Patient Monitor - IntelliVue MX450
CHECKLIST 1 - MX Monitors and X3's | checklist |  |  | Tier 3: LG.B.320; Tier 4: Medium Acuity Monitoring - Transport Monitor - IntelliVue X3 (Philips FAST SpO₂), WIFI
CHECKLIST 1 - MX Monitors and X3's | checklist |  |  | Tier 3: LG.B.322; Tier 4: Medium Acuity Monitoring - Host Patient Monitor - IntelliVue MX450
CHECKLIST 1 - MX Monitors and X3's | checklist |  |  | Tier 3: LG.B.322; Tier 4: Medium Acuity Monitoring - Transport Monitor - IntelliVue X3 (Philips FAST SpO₂), WIFI
CHECKLIST 1 - MX Monitors and X3's | checklist |  |  | Tier 3: LG.B.324; Tier 4: Medium Acuity Monitoring - Host Patient Monitor - IntelliVue MX450
CHECKLIST 1 - MX Monitors and X3's | checklist |  |  | Tier 3: LG.B.324; Tier 4: Medium Acuity Monitoring - Transport Monitor - IntelliVue X3 (Philips FAST SpO₂), WIFI
CHECKLIST 1 - MX Monitors and X3's | checklist |  |  | Tier 3: LG.B.331; Tier 4: Medium Acuity Monitoring - Host Patient Monitor - IntelliVue MX450
CHECKLIST 1 - MX Monitors and X3's | checklist |  |  | Tier 3: LG.B.331; Tier 4: Medium Acuity Monitoring - Transport Monitor - IntelliVue X3 (Philips FAST SpO₂), WIFI
CHECKLIST 1 - MX Monitors and X3's | checklist |  |  | Tier 3: LG.B.333; Tier 4: Medium Acuity Monitoring - Host Patient Monitor - IntelliVue MX450
CHECKLIST 1 - MX Monitors and X3's | checklist |  |  | Tier 3: LG.B.333; Tier 4: Medium Acuity Monitoring - Transport Monitor - IntelliVue X3 (Philips FAST SpO₂), WIFI
| step |  |  | Tier 2: Patient Bay - Acute, Bariatric
CHECKLIST 1 - MX Monitors and X3's | checklist |  |  | Tier 3: LG.B.268; Tier 4: Medium Acuity Monitoring - Host Patient Monitor - IntelliVue MX450
CHECKLIST 1 - MX Monitors and X3's | checklist |  |  | Tier 3: LG.B.277; Tier 4: Medium Acuity Monitoring - Host Patient Monitor - IntelliVue MX450
CHECKLIST 1 - MX Monitors and X3's | checklist |  |  | Tier 3: LG.B.277; Tier 4: Medium Acuity Monitoring - Transport Monitor - IntelliVue X3 (Philips FAST SpO₂), WIFI
| step |  |  | Tier 2: Patient Bay - Enclosed
CHECKLIST 1 - MX Monitors and X3's | checklist |  |  | Tier 3: LG.B.310; Tier 4: Medium Acuity Monitoring - Host Patient Monitor - IntelliVue MX450
CHECKLIST 1 - MX Monitors and X3's | checklist |  |  | Tier 3: LG.B.310; Tier 4: Medium Acuity Monitoring - Transport Monitor - IntelliVue X3 (Philips FAST SpO₂), WIFI
CHECKLIST 1 - MX Monitors and X3's | checklist |  |  | Tier 3: LG.B.312; Tier 4: Medium Acuity Monitoring - Host Patient Monitor - IntelliVue MX450
CHECKLIST 1 - MX Monitors and X3's | checklist |  |  | Tier 3: LG.B.312; Tier 4: Medium Acuity Monitoring - Transport Monitor - IntelliVue X3 (Philips FAST SpO₂), WIFI
| step |  |  | Tier 2: Patient Bay - Holding
CHECKLIST 1 - MX Monitors and X3's | checklist |  |  | Tier 3: LG.B.211; Tier 4: Medium Acuity Monitoring - Host Patient Monitor - IntelliVue MX450
CHECKLIST 1 - MX Monitors and X3's | checklist |  |  | Tier 3: LG.B.212; Tier 4: Medium Acuity Monitoring - Host Patient Monitor - IntelliVue MX450
| step |  |  | Tier 2: Patient Bay - Non-Acute Treatment, 10m2
CHECKLIST 1 - MX Monitors and X3's | checklist |  |  | Tier 3: LG.B.004; Tier 4: Medium Acuity Monitoring - Host Patient Monitor - IntelliVue MX450
CHECKLIST 1 - MX Monitors and X3's | checklist |  |  | Tier 3: LG.B.005; Tier 4: Medium Acuity Monitoring - Host Patient Monitor - IntelliVue MX450
CHECKLIST 1 - MX Monitors and X3's | checklist |  |  | Tier 3: LG.B.007; Tier 4: Medium Acuity Monitoring - Host Patient Monitor - IntelliVue MX450
CHECKLIST 1 - MX Monitors and X3's | checklist |  |  | Tier 3: LG.B.008; Tier 4: Medium Acuity Monitoring - Host Patient Monitor - IntelliVue MX450
CHECKLIST 1 - MX Monitors and X3's | checklist |  |  | Tier 3: LG.B.012; Tier 4: Medium Acuity Monitoring - Host Patient Monitor - IntelliVue MX450
CHECKLIST 1 - MX Monitors and X3's | checklist |  |  | Tier 3: LG.B.013; Tier 4: Medium Acuity Monitoring - Host Patient Monitor - IntelliVue MX450
| step |  |  | Tier 2: Patient Bay - Resuscitation, 25m2
CHECKLIST 1 - MX Monitors and X3's | checklist |  |  | Tier 3: LG.B.099; Tier 4: High Acuity Monitoring - Parameter Module, CO₂ - IntelliVue Microstream CO₂ Extension
CHECKLIST 1 - MX Monitors and X3's | checklist |  |  | Tier 3: LG.B.099; Tier 4: High Acuity Monitoring - FLEXIBLE MODULE SERVER - FMX 4 slot module rack
CHECKLIST 1 - MX Monitors and X3's | checklist |  |  | Tier 3: LG.B.099; Tier 4: High Acuity Monitoring - Host Patient Monitor - IntelliVue MX750
CHECKLIST 1 - MX Monitors and X3's | checklist |  |  | Tier 3: LG.B.099; Tier 4: High Acuity Monitoring - Transport Monitor - IntelliVue X3 (Philips FAST SpO₂), WIFI
CHECKLIST 2 - Slave Screens & Central Monitoring | checklist |  |  | Tier 3: LG.B.099; Tier 4: High Acuity Monitoring - MONITOR: DISPLAY SCREEN - SLAVE, PATIENT - ??
CHECKLIST 1 - MX Monitors and X3's | checklist |  |  | Tier 3: LG.B.101; Tier 4: High Acuity Monitoring - Parameter Module, CO₂ - IntelliVue Microstream CO₂ Extension
CHECKLIST 1 - MX Monitors and X3's | checklist |  |  | Tier 3: LG.B.101; Tier 4: High Acuity Monitoring - FLEXIBLE MODULE SERVER - FMX 4 slot module rack
CHECKLIST 1 - MX Monitors and X3's | checklist |  |  | Tier 3: LG.B.101; Tier 4: High Acuity Monitoring - Host Patient Monitor - IntelliVue MX750
CHECKLIST 1 - MX Monitors and X3's | checklist |  |  | Tier 3: LG.B.101; Tier 4: High Acuity Monitoring - Transport Monitor - IntelliVue X3 (Philips FAST SpO₂), WIFI
CHECKLIST 2 - Slave Screens & Central Monitoring | checklist |  |  | Tier 3: LG.B.101; Tier 4: High Acuity Monitoring - MONITOR: DISPLAY SCREEN - SLAVE, PATIENT - ??
CHECKLIST 1 - MX Monitors and X3's | checklist |  |  | Tier 3: LG.B.103; Tier 4: High Acuity Monitoring - Parameter Module, CO₂ - IntelliVue Microstream CO₂ Extension
CHECKLIST 1 - MX Monitors and X3's | checklist |  |  | Tier 3: LG.B.103; Tier 4: High Acuity Monitoring - FLEXIBLE MODULE SERVER - FMX 4 slot module rack
CHECKLIST 1 - MX Monitors and X3's | checklist |  |  | Tier 3: LG.B.103; Tier 4: High Acuity Monitoring - Host Patient Monitor - IntelliVue MX750
CHECKLIST 1 - MX Monitors and X3's | checklist |  |  | Tier 3: LG.B.103; Tier 4: High Acuity Monitoring - Transport Monitor - IntelliVue X3 (Philips FAST SpO₂), WIFI
CHECKLIST 2 - Slave Screens & Central Monitoring | checklist |  |  | Tier 3: LG.B.103; Tier 4: High Acuity Monitoring - MONITOR: DISPLAY SCREEN - SLAVE, PATIENT - ??
CHECKLIST 1 - MX Monitors and X3's | checklist |  |  | Tier 3: LG.B.115; Tier 4: High Acuity Monitoring - Parameter Module, CO₂ - IntelliVue Microstream CO₂ Extension
CHECKLIST 1 - MX Monitors and X3's | checklist |  |  | Tier 3: LG.B.115; Tier 4: High Acuity Monitoring - FLEXIBLE MODULE SERVER - FMX 4 slot module rack
CHECKLIST 1 - MX Monitors and X3's | checklist |  |  | Tier 3: LG.B.115; Tier 4: High Acuity Monitoring - Host Patient Monitor - IntelliVue MX750
CHECKLIST 1 - MX Monitors and X3's | checklist |  |  | Tier 3: LG.B.115; Tier 4: High Acuity Monitoring - Transport Monitor - IntelliVue X3 (Philips FAST SpO₂), WIFI
CHECKLIST 2 - Slave Screens & Central Monitoring | checklist |  |  | Tier 3: LG.B.115; Tier 4: High Acuity Monitoring - MONITOR: DISPLAY SCREEN - SLAVE, PATIENT - ??
| step |  |  | Tier 2: Patient Bay, Resuscitation - Class N
CHECKLIST 1 - MX Monitors and X3's | checklist |  |  | Tier 3: LG.B.110; Tier 4: High Acuity Monitoring - Parameter Module, CO₂ - IntelliVue Microstream CO₂ Extension
CHECKLIST 1 - MX Monitors and X3's | checklist |  |  | Tier 3: LG.B.110; Tier 4: High Acuity Monitoring - FLEXIBLE MODULE SERVER - FMX 4 slot module rack
CHECKLIST 1 - MX Monitors and X3's | checklist |  |  | Tier 3: LG.B.110; Tier 4: High Acuity Monitoring - Host Patient Monitor - IntelliVue MX750
CHECKLIST 1 - MX Monitors and X3's | checklist |  |  | Tier 3: LG.B.110; Tier 4: High Acuity Monitoring - Transport Monitor - IntelliVue X3 (Philips FAST SpO₂), WIFI
CHECKLIST 2 - Slave Screens & Central Monitoring | checklist |  |  | Tier 3: LG.B.110; Tier 4: High Acuity Monitoring - MONITOR: DISPLAY SCREEN - SLAVE, PATIENT - ??
| step |  |  | Tier 2: Procedure Room
CHECKLIST 1 - MX Monitors and X3's | checklist |  |  | Tier 3: LG.B.406; Tier 4: Medium Acuity Monitoring - Host Patient Monitor - IntelliVue MX450
CHECKLIST 1 - MX Monitors and X3's | checklist |  |  | Tier 3: LG.B.406; Tier 4: Medium Acuity Monitoring - Transport Monitor - IntelliVue X3 (Philips FAST SpO₂), WIFI
| step |  |  | Tier 2: Staff Station
CHECKLIST 2 - Slave Screens & Central Monitoring | checklist |  |  | Tier 3: LG.B.020; Tier 4: Central Station Monitoring - Central Station - Surveillance - PIC iX PC Tower - Surveillance
CHECKLIST 2 - Slave Screens & Central Monitoring | checklist |  |  | Tier 3: LG.B.020; Tier 4: Central Station Monitoring - MONITOR: CENTRAL STATION - DISPLAY, DESK - 24" Touch LCD Display
CHECKLIST 2 - Slave Screens & Central Monitoring | checklist |  |  | Tier 3: LG.B.105; Tier 4: Central Station Monitoring - Central Station - Surveillance - PIC iX PC Tower - Surveillance
CHECKLIST 2 - Slave Screens & Central Monitoring | checklist |  |  | Tier 3: LG.B.105; Tier 4: Central Station Monitoring - MONITOR: CENTRAL STATION - DISPLAY, DESK - 24" Touch LCD Display
CHECKLIST 2 - Slave Screens & Central Monitoring | checklist |  |  | Tier 3: LG.B.241; Tier 4: Central Station Monitoring - Central Station - Surveillance - PIC iX PC Tower - Surveillance
CHECKLIST 2 - Slave Screens & Central Monitoring | checklist |  |  | Tier 3: LG.B.241; Tier 4: Central Station Monitoring - MONITOR: CENTRAL STATION - DISPLAY, DESK - 24" Touch LCD Display
CHECKLIST 2 - Slave Screens & Central Monitoring | checklist |  |  | Tier 3: LG.B.330; Tier 4: Central Station Monitoring - Central Station - Surveillance - PIC iX PC Tower - Surveillance
CHECKLIST 2 - Slave Screens & Central Monitoring | checklist |  |  | Tier 3: LG.B.330; Tier 4: Central Station Monitoring - MONITOR: CENTRAL STATION - DISPLAY, DESK - 24" Touch LCD Display
CHECKLIST 2 - Slave Screens & Central Monitoring | checklist |  |  | Tier 3: LG.B.339; Tier 4: Central Station Monitoring - Central Station - Surveillance - PIC iX PC Tower - Surveillance
CHECKLIST 2 - Slave Screens & Central Monitoring | checklist |  |  | Tier 3: LG.B.339; Tier 4: Central Station Monitoring - MONITOR: CENTRAL STATION - DISPLAY, DESK - 24" Touch LCD Display
| step |  |  | Tier 2: Triage Assessment Room
CHECKLIST 1 - MX Monitors and X3's | checklist |  |  | Tier 3: LG.B.027; Tier 4: Medium Acuity Monitoring - Host Patient Monitor - IntelliVue MX450
CHECKLIST 1 - MX Monitors and X3's | checklist |  |  | Tier 3: LG.B.028; Tier 4: Medium Acuity Monitoring - Host Patient Monitor - IntelliVue MX450
CHECKLIST 1 - MX Monitors and X3's | checklist |  |  | Tier 3: LG.B.029; Tier 4: Medium Acuity Monitoring - Host Patient Monitor - IntelliVue MX450
CHECKLIST 1 - MX Monitors and X3's | checklist |  |  | Tier 3: LG.B.081; Tier 4: Medium Acuity Monitoring - Host Patient Monitor - IntelliVue MX450
CHECKLIST 1 - MX Monitors and X3's | checklist |  |  | Tier 3: LG.B.082; Tier 4: Medium Acuity Monitoring - Host Patient Monitor - IntelliVue MX450
CHECKLIST 1 - MX Monitors and X3's | checklist |  |  | Tier 3: LG.B.126; Tier 4: Medium Acuity Monitoring - Host Patient Monitor - IntelliVue MX450
| step |  |  | Tier 1: GEM & REHAB IPU
| step |  |  | Tier 2: Procedure Room
| step |  |  | Tier 3: 03.A.008
CHECKLIST 1 - MX Monitors and X3's | checklist |  |  | Tier 4: Medium Acuity Monitoring - Host Patient Monitor - IntelliVue MX500
CHECKLIST 1 - MX Monitors and X3's | checklist |  |  | Tier 4: Medium Acuity Monitoring - Transport Monitor - IntelliVue X3 (Philips FAST SpO₂), WIFI
| step |  |  | Tier 1: ICU
CHECKLIST 1 - MX Monitors and X3's | checklist |  |  | Tier 2: 1 Bed Room - Intensive Care; Tier 3: 06.B.116; Tier 4: High Acuity Monitoring - FLEXIBLE MODULE SERVER - FMX 4 slot module rack
CHECKLIST 1 - MX Monitors and X3's | checklist |  |  | Tier 2: 1 Bed Room - Intensive Care; Tier 3: 06.B.005; Tier 4: High Acuity Monitoring - Host Patient Monitor - IntelliVue MX750
CHECKLIST 1 - MX Monitors and X3's | checklist |  |  | Tier 2: 1 Bed Room - Intensive Care; Tier 3: 06.B.006; Tier 4: High Acuity Monitoring - Host Patient Monitor - IntelliVue MX750
CHECKLIST 1 - MX Monitors and X3's | checklist |  |  | Tier 2: 1 Bed Room - Intensive Care; Tier 3: 06.B.107; Tier 4: High Acuity Monitoring - MODULE, INTERFACE - IntelliVue EC10 Module
CHECKLIST 1 - MX Monitors and X3's | checklist |  |  | Tier 2: 1 Bed Room - Intensive Care; Tier 3: 06.B.108; Tier 4: High Acuity Monitoring - MODULE, DEVICE DRIVER - IntelliVue EC5 Hardare Dongle
CHECKLIST 1 - MX Monitors and X3's | checklist |  |  | Tier 2: 1 Bed Room - Intensive Care; Tier 3: 06.B.108; Tier 4: High Acuity Monitoring - MODULE, INTERFACE - IntelliVue EC10 Module
CHECKLIST 1 - MX Monitors and X3's | checklist |  |  | Tier 2: 1 Bed Room - Intensive Care; Tier 3: 06.B.109; Tier 4: High Acuity Monitoring - MODULE, DEVICE DRIVER - IntelliVue EC5 Hardare Dongle
CHECKLIST 1 - MX Monitors and X3's | checklist |  |  | Tier 2: 1 Bed Room - Intensive Care; Tier 3: 06.B.109; Tier 4: High Acuity Monitoring - MODULE, INTERFACE - IntelliVue EC10 Module
CHECKLIST 1 - MX Monitors and X3's | checklist |  |  | Tier 2: 1 Bed Room - Intensive Care; Tier 3: 06.B.111; Tier 4: High Acuity Monitoring - MODULE, DEVICE DRIVER - IntelliVue EC5 Hardare Dongle
CHECKLIST 1 - MX Monitors and X3's | checklist |  |  | Tier 2: 1 Bed Room - Intensive Care; Tier 3: 06.B.111; Tier 4: High Acuity Monitoring - MODULE, INTERFACE - IntelliVue EC10 Module
CHECKLIST 1 - MX Monitors and X3's | checklist |  |  | Tier 2: 1 Bed Room - Intensive Care; Tier 3: 06.B.116; Tier 4: High Acuity Monitoring - MODULE, DEVICE DRIVER - IntelliVue EC5 Hardare Dongle
CHECKLIST 1 - MX Monitors and X3's | checklist |  |  | Tier 2: 1 Bed Room - Intensive Care; Tier 3: 06.B.116; Tier 4: High Acuity Monitoring - MODULE, INTERFACE - IntelliVue EC10 Module
CHECKLIST 1 - MX Monitors and X3's | checklist |  |  | Tier 2: 1 Bed Room - Intensive Care; Tier 3: 06.B.117; Tier 4: High Acuity Monitoring - FLEXIBLE MODULE SERVER - FMX 4 slot module rack
CHECKLIST 1 - MX Monitors and X3's | checklist |  |  | Tier 2: 1 Bed Room - Intensive Care; Tier 3: 06.B.117; Tier 4: High Acuity Monitoring - MODULE, DEVICE DRIVER - IntelliVue EC5 Hardare Dongle
CHECKLIST 1 - MX Monitors and X3's | checklist |  |  | Tier 2: 1 Bed Room - Intensive Care; Tier 3: 06.B.117; Tier 4: High Acuity Monitoring - MODULE, INTERFACE - IntelliVue EC10 Module
CHECKLIST 1 - MX Monitors and X3's | checklist |  |  | Tier 2: 1 Bed Room - Intensive Care Class N, Haemodialysis Ready; Tier 3: 06.B.113; Tier 4: High Acuity Monitoring - FLEXIBLE MODULE SERVER - FMX 4 slot module rack
CHECKLIST 1 - MX Monitors and X3's | checklist |  |  | Tier 2: 1 Bed Room - Intensive Care Class N, Haemodialysis Ready; Tier 3: 06.B.113; Tier 4: High Acuity Monitoring - MODULE, DEVICE DRIVER - IntelliVue EC5 Hardare Dongle
CHECKLIST 1 - MX Monitors and X3's | checklist |  |  | Tier 2: 1 Bed Room - Intensive Care Class N, Haemodialysis Ready; Tier 3: 06.B.113; Tier 4: High Acuity Monitoring - MODULE, INTERFACE - IntelliVue EC10 Module
CHECKLIST 1 - MX Monitors and X3's | checklist |  |  | Tier 2: 1 Bed Room - Intensive Care Class N, Haemodialysis Ready; Tier 3: 06.B.118; Tier 4: High Acuity Monitoring - FLEXIBLE MODULE SERVER - FMX 4 slot module rack
CHECKLIST 1 - MX Monitors and X3's | checklist |  |  | Tier 2: 1 Bed Room - Intensive Care Class N, Haemodialysis Ready; Tier 3: 06.B.118; Tier 4: High Acuity Monitoring - MODULE, DEVICE DRIVER - IntelliVue EC5 Hardare Dongle
CHECKLIST 1 - MX Monitors and X3's | checklist |  |  | Tier 2: 1 Bed Room - Intensive Care Class N, Haemodialysis Ready; Tier 3: 06.B.118; Tier 4: High Acuity Monitoring - MODULE, INTERFACE - IntelliVue EC10 Module
CHECKLIST 1 - MX Monitors and X3's | checklist |  |  | Tier 2: 1 Bed Room - Intensive Care, Haemodialysis Ready; Tier 3: 06.B.110; Tier 4: High Acuity Monitoring - MODULE, DEVICE DRIVER - IntelliVue EC5 Hardare Dongle
CHECKLIST 1 - MX Monitors and X3's | checklist |  |  | Tier 2: 1 Bed Room - Intensive Care, Haemodialysis Ready; Tier 3: 06.B.110; Tier 4: High Acuity Monitoring - MODULE, INTERFACE - IntelliVue EC10 Module
CHECKLIST 2 - Slave Screens & Central Monitoring | checklist |  |  | Tier 2: Office - Clinical Workroom; Tier 3: 06.B.027; Tier 4: Central Station Monitoring - MONITOR: CENTRAL STATION - DISPLAY, DESK - 24" Touch LCD Display
CHECKLIST 2 - Slave Screens & Central Monitoring | checklist |  |  | Tier 2: Office - Clinical Workroom; Tier 3: 06.B.027; Tier 4: Central Station Monitoring - Central Station - Overview - PIC iX PC Tower - Overview
CHECKLIST 2 - Slave Screens & Central Monitoring | checklist |  |  | Tier 2: Office - Clinical Workroom; Tier 3: 06.B.129; Tier 4: Central Station Monitoring - MONITOR: CENTRAL STATION - DISPLAY, DESK - 24" Touch LCD Display
CHECKLIST 2 - Slave Screens & Central Monitoring | checklist |  |  | Tier 2: Office - Clinical Workroom; Tier 3: 06.B.129; Tier 4: Central Station Monitoring - Central Station - Overview - PIC iX PC Tower - Overview
CHECKLIST 2 - Slave Screens & Central Monitoring | checklist |  |  | Tier 2: Staff Station; Tier 3: 06.B.033; Tier 4: Central Station Monitoring - Central Station - Surveillance - PIC iX PC Tower - Overview
CHECKLIST 2 - Slave Screens & Central Monitoring | checklist |  |  | Tier 2: Staff Station; Tier 3: 06.B.033; Tier 4: Central Station Monitoring - MONITOR: CENTRAL STATION - DISPLAY, DESK - 24" Touch LCD Display
CHECKLIST 2 - Slave Screens & Central Monitoring | checklist |  |  | Tier 2: Staff Station; Tier 3: 06.B.133; Tier 4: Central Station Monitoring - Central Station - Surveillance - PIC iX PC Tower - Surveillance
CHECKLIST 1 - MX Monitors and X3's | checklist |  |  | Tier 2: Store - Equipment; Tier 3: 06.B.145; Tier 4: MRI - MONITOR: MRI, HIGH ACUITY - ANAESTHETIC - NA
| step |  |  | Tier 1: IPU SPECIAL MEDICAL
| step |  |  | Tier 2: Procedure Room
| step |  |  | Tier 3: 07.B.044
CHECKLIST 1 - MX Monitors and X3's | checklist |  |  | Tier 4: Medium Acuity Monitoring - Transport Monitor - IntelliVue X3 (Philips FAST SpO₂), WIFI
| step |  |  | Tier 1: MADU CLINICAL TRIAL N4
CHECKLIST 1 - MX Monitors and X3's | checklist |  |  | Tier 2: 1 Bed Room; Tier 3: 02.A.190; Tier 4: Medium Acuity Monitoring - Host Patient Monitor - IntelliVue MX450
CHECKLIST 1 - MX Monitors and X3's | checklist |  |  | Tier 2: 1 Bed Room; Tier 3: 02.A.190; Tier 4: Medium Acuity Monitoring - Transport Monitor - IntelliVue X3 (Philips FAST SpO₂), WIFI
CHECKLIST 1 - MX Monitors and X3's | checklist |  |  | Tier 2: Treatment Room; Tier 3: 02.A.231; Tier 4: Medium Acuity Monitoring - Host Patient Monitor - IntelliVue MX500
CHECKLIST 1 - MX Monitors and X3's | checklist |  |  | Tier 2: Treatment Room; Tier 3: 02.A.231; Tier 4: Medium Acuity Monitoring - Transport Monitor - IntelliVue X3 (Philips FAST SpO₂), WIFI
| step |  |  | Tier 1: MEDICAL IMAGING
CHECKLIST 1 - MX Monitors and X3's | checklist |  |  | Tier 2: Anaesthetic Induction Room; Tier 3: GF.B.361; Tier 4: Medium Acuity Monitoring - Host Patient Monitor - IntelliVue MX500
CHECKLIST 1 - MX Monitors and X3's | checklist |  |  | Tier 2: Anaesthetic Induction Room; Tier 3: GF.B.361; Tier 4: Medium Acuity Monitoring - Transport Monitor - IntelliVue X3 (Philips FAST SpO₂), WIFI
CHECKLIST 2 - Slave Screens & Central Monitoring | checklist |  |  | Tier 2: CT Control Room (Shared); Tier 3: GF.B.281; Tier 4: Medium Acuity Monitoring - MONITOR: DISPLAY SCREEN - SLAVE, PATIENT - ??
CHECKLIST 1 - MX Monitors and X3's | checklist |  |  | Tier 2: CT Scanning room; Tier 3: GF.B.277; Tier 4: Medium Acuity Monitoring - Host Patient Monitor - IntelliVue MX500
CHECKLIST 1 - MX Monitors and X3's | checklist |  |  | Tier 2: CT Scanning room; Tier 3: GF.B.277; Tier 4: Medium Acuity Monitoring - Transport Monitor - IntelliVue X3 (Philips FAST SpO₂), WIFI
CHECKLIST 1 - MX Monitors and X3's | checklist |  |  | Tier 2: CT Scanning room; Tier 3: GF.B.280; Tier 4: Medium Acuity Monitoring - Host Patient Monitor - IntelliVue MX500
CHECKLIST 1 - MX Monitors and X3's | checklist |  |  | Tier 2: CT Scanning room; Tier 3: GF.B.280; Tier 4: Medium Acuity Monitoring - Transport Monitor - IntelliVue X3 (Philips FAST SpO₂), WIFI
CHECKLIST 1 - MX Monitors and X3's | checklist |  |  | Tier 2: CT Scanning room (Shell); Tier 3: GF.B.295; Tier 4: Medium Acuity Monitoring - Host Patient Monitor - IntelliVue MX500
CHECKLIST 1 - MX Monitors and X3's | checklist |  |  | Tier 2: CT Scanning room (Shell); Tier 3: GF.B.295; Tier 4: Medium Acuity Monitoring - Transport Monitor - IntelliVue X3 (Philips FAST SpO₂), WIFI
CHECKLIST 1 - MX Monitors and X3's | checklist |  |  | Tier 2: Mammography Room; Tier 3: GF.B.310; Tier 4: Medium Acuity Monitoring - Host Patient Monitor - IntelliVue MX500
CHECKLIST 1 - MX Monitors and X3's | checklist |  |  | Tier 2: Mammography Room; Tier 3: GF.B.310; Tier 4: Medium Acuity Monitoring - Transport Monitor - IntelliVue X3 (Philips FAST SpO₂), WIFI
CHECKLIST 2 - Slave Screens & Central Monitoring | checklist |  |  | Tier 2: MRI Control Room; Tier 3: GF.B.354; Tier 4: MRI - MONITOR: DISPLAY SCREEN - SLAVE, PATIENT - NA
CHECKLIST 2 - Slave Screens & Central Monitoring | checklist |  |  | Tier 2: MRI Control Room; Tier 3: GF.B.357; Tier 4: MRI - MONITOR: DISPLAY SCREEN - SLAVE, PATIENT - NA
CHECKLIST 2 - Slave Screens & Central Monitoring | checklist |  |  | Tier 2: MRI Control Room; Tier 3: GF.B.369; Tier 4: MRI - MONITOR: DISPLAY SCREEN - SLAVE, PATIENT - NA
CHECKLIST 1 - MX Monitors and X3's | checklist |  |  | Tier 2: MRI Scanning Room; Tier 3: GF.B.353; Tier 4: MRI - MONITOR: MRI, HIGH ACUITY - ANAESTHETIC - NA
CHECKLIST 1 - MX Monitors and X3's | checklist |  |  | Tier 2: MRI Scanning Room; Tier 3: GF.B.358; Tier 4: MRI - MONITOR: MRI, HIGH ACUITY - ANAESTHETIC - NA
CHECKLIST 1 - MX Monitors and X3's | checklist |  |  | Tier 2: MRI Scanning Room; Tier 3: GF.B.368; Tier 4: MRI - MONITOR: MRI, HIGH ACUITY - ANAESTHETIC - NA
CHECKLIST 1 - MX Monitors and X3's | checklist |  |  | Tier 2: Patient Bay - Holding; Tier 3: GF.B.211; Tier 4: Medium Acuity Monitoring - Host Patient Monitor - IntelliVue MX500
CHECKLIST 1 - MX Monitors and X3's | checklist |  |  | Tier 2: Patient Bay - Holding; Tier 3: GF.B.211; Tier 4: Medium Acuity Monitoring - Transport Monitor - IntelliVue X3 (Philips FAST SpO₂), WIFI
CHECKLIST 1 - MX Monitors and X3's | checklist |  |  | Tier 2: PET / CT Imaging Room; Tier 3: GF.B.232; Tier 4: Medium Acuity Monitoring - Transport Monitor - IntelliVue X3 (Philips FAST SpO₂), WIFI
CHECKLIST 2 - Slave Screens & Central Monitoring | checklist |  |  | Tier 2: Shared PET / CT Control Room; Tier 3: GF.B.234; Tier 4: Medium Acuity Monitoring - MONITOR: DISPLAY SCREEN - SLAVE, PATIENT - ??
CHECKLIST 2 - Slave Screens & Central Monitoring | checklist |  |  | Tier 2: SPECT / CT Control Room; Tier 3: GF.B.237; Tier 4: Medium Acuity Monitoring - MONITOR: DISPLAY SCREEN - SLAVE, PATIENT - ??
CHECKLIST 1 - MX Monitors and X3's | checklist |  |  | Tier 2: SPECT Scanning Room; Tier 3: GF.B.235; Tier 4: Medium Acuity Monitoring - Transport Monitor - IntelliVue X3 (Philips FAST SpO₂), WIFI
CHECKLIST 1 - MX Monitors and X3's | checklist |  |  | Tier 2: SPECT Scanning Room; Tier 3: GF.B.239; Tier 4: Medium Acuity Monitoring - Transport Monitor - IntelliVue X3 (Philips FAST SpO₂), WIFI
CHECKLIST 1 - MX Monitors and X3's | checklist |  |  | Tier 2: Stress Testing Room; Tier 3: GF.B.241; Tier 4: Medium Acuity Monitoring - Host Patient Monitor - IntelliVue MX500
CHECKLIST 1 - MX Monitors and X3's | checklist |  |  | Tier 2: Stress Testing Room; Tier 3: GF.B.241; Tier 4: Medium Acuity Monitoring - Transport Monitor - IntelliVue X3 (Philips FAST SpO₂), WIFI
CHECKLIST 1 - MX Monitors and X3's | checklist |  |  | Tier 2: Ultrasound Room; Tier 3: GF.B.320; Tier 4: Medium Acuity Monitoring - Host Patient Monitor - IntelliVue MX500
CHECKLIST 1 - MX Monitors and X3's | checklist |  |  | Tier 2: Ultrasound Room; Tier 3: GF.B.320; Tier 4: Medium Acuity Monitoring - Transport Monitor - IntelliVue X3 (Philips FAST SpO₂), WIFI
CHECKLIST 1 - MX Monitors and X3's | checklist |  |  | Tier 2: Ultrasound Room, Procedures; Tier 3: GF.B.314; Tier 4: Medium Acuity Monitoring - Host Patient Monitor - IntelliVue MX500
CHECKLIST 1 - MX Monitors and X3's | checklist |  |  | Tier 2: Ultrasound Room, Procedures; Tier 3: GF.B.314; Tier 4: Medium Acuity Monitoring - Transport Monitor - IntelliVue X3 (Philips FAST SpO₂), WIFI
| step |  |  | Tier 1: PERIOPERATIVE SERVICE PRECINCT
CHECKLIST 1 - MX Monitors and X3's | checklist |  |  | Tier 2: 1 Bed Room - Bariatric; Tier 3: 02.B.088; Tier 4: Medium Acuity Monitoring - Host Patient Monitor - IntelliVue MX500
CHECKLIST 1 - MX Monitors and X3's | checklist |  |  | Tier 2: 1 Bed Room - Bariatric; Tier 3: 02.B.088; Tier 4: Medium Acuity Monitoring - Transport Monitor - IntelliVue X3 (Philips FAST SpO₂), WIFI
CHECKLIST 1 - MX Monitors and X3's | checklist |  |  | Tier 2: 1 Bed Room - Bariatric; Tier 3: 02.B.092; Tier 4: Medium Acuity Monitoring - Host Patient Monitor - IntelliVue MX500
CHECKLIST 1 - MX Monitors and X3's | checklist |  |  | Tier 2: 1 Bed Room - Bariatric; Tier 3: 02.B.092; Tier 4: Medium Acuity Monitoring - Transport Monitor - IntelliVue X3 (Philips FAST SpO₂), WIFI
CHECKLIST 1 - MX Monitors and X3's | checklist |  |  | Tier 2: 1 Bed Room - Class N; Tier 3: 02.B.192; Tier 4: Medium Acuity Monitoring - Host Patient Monitor - IntelliVue MX500
CHECKLIST 1 - MX Monitors and X3's | checklist |  |  | Tier 2: 1 Bed Room - Class N; Tier 3: 02.B.192; Tier 4: Medium Acuity Monitoring - Transport Monitor - IntelliVue X3 (Philips FAST SpO₂), WIFI
CHECKLIST 1 - MX Monitors and X3's | checklist |  |  | Tier 2: 1 Bed Room - Class N; Tier 3: 02.B.214; Tier 4: Medium Acuity Monitoring - Host Patient Monitor - IntelliVue MX500
CHECKLIST 1 - MX Monitors and X3's | checklist |  |  | Tier 2: 1 Bed Room - Class N; Tier 3: 02.B.214; Tier 4: Medium Acuity Monitoring - Transport Monitor - IntelliVue X3 (Philips FAST SpO₂), WIFI
CHECKLIST 1 - MX Monitors and X3's | checklist |  |  | Tier 2: Anaesthetic Induction Room; Tier 3: 02.B.155; Tier 4: Medium Acuity Monitoring - Host Patient Monitor - IntelliVue MX500
CHECKLIST 2 - Slave Screens & Central Monitoring | checklist |  |  | Tier 2: Anaesthetic Induction Room; Tier 3: 02.B.155; Tier 4: High Acuity Monitoring - MONITOR: SLAVE SCREEN (ANAESTHETIC etc) - IntelliVue AD75
CHECKLIST 1 - MX Monitors and X3's | checklist |  |  | Tier 2: Anaesthetic Induction Room; Tier 3: 02.B.155; Tier 4: Medium Acuity Monitoring - Transport Monitor - IntelliVue X3 (Philips FAST SpO₂), WIFI
CHECKLIST 1 - MX Monitors and X3's | checklist |  |  | Tier 2: Anaesthetic Induction Room; Tier 3: 02.B.164; Tier 4: Medium Acuity Monitoring - Host Patient Monitor - IntelliVue MX500
CHECKLIST 2 - Slave Screens & Central Monitoring | checklist |  |  | Tier 2: Anaesthetic Induction Room; Tier 3: 02.B.164; Tier 4: High Acuity Monitoring - MONITOR: SLAVE SCREEN (ANAESTHETIC etc) - IntelliVue AD75
CHECKLIST 1 - MX Monitors and X3's | checklist |  |  | Tier 2: Anaesthetic Induction Room; Tier 3: 02.B.164; Tier 4: Medium Acuity Monitoring - Transport Monitor - IntelliVue X3 (Philips FAST SpO₂), WIFI
CHECKLIST 1 - MX Monitors and X3's | checklist |  |  | Tier 2: Anaesthetic Induction Room; Tier 3: 02.B.234; Tier 4: Medium Acuity Monitoring - Host Patient Monitor - IntelliVue MX500
CHECKLIST 2 - Slave Screens & Central Monitoring | checklist |  |  | Tier 2: Anaesthetic Induction Room; Tier 3: 02.B.234; Tier 4: High Acuity Monitoring - MONITOR: SLAVE SCREEN (ANAESTHETIC etc) - IntelliVue AD75
CHECKLIST 1 - MX Monitors and X3's | checklist |  |  | Tier 2: Anaesthetic Induction Room; Tier 3: 02.B.234; Tier 4: Medium Acuity Monitoring - Transport Monitor - IntelliVue X3 (Philips FAST SpO₂), WIFI
CHECKLIST 1 - MX Monitors and X3's | checklist |  |  | Tier 2: Anaesthetic Induction Room; Tier 3: 02.B.245; Tier 4: Medium Acuity Monitoring - Host Patient Monitor - IntelliVue MX500
CHECKLIST 2 - Slave Screens & Central Monitoring | checklist |  |  | Tier 2: Anaesthetic Induction Room; Tier 3: 02.B.245; Tier 4: High Acuity Monitoring - MONITOR: SLAVE SCREEN (ANAESTHETIC etc) - IntelliVue AD75
CHECKLIST 1 - MX Monitors and X3's | checklist |  |  | Tier 2: Anaesthetic Induction Room; Tier 3: 02.B.245; Tier 4: Medium Acuity Monitoring - Transport Monitor - IntelliVue X3 (Philips FAST SpO₂), WIFI
CHECKLIST 1 - MX Monitors and X3's | checklist |  |  | Tier 2: Anaesthetic Induction Room; Tier 3: 02.B.246; Tier 4: Medium Acuity Monitoring - Host Patient Monitor - IntelliVue MX500
CHECKLIST 2 - Slave Screens & Central Monitoring | checklist |  |  | Tier 2: Anaesthetic Induction Room; Tier 3: 02.B.246; Tier 4: High Acuity Monitoring - MONITOR: SLAVE SCREEN (ANAESTHETIC etc) - IntelliVue AD75
CHECKLIST 1 - MX Monitors and X3's | checklist |  |  | Tier 2: Anaesthetic Induction Room; Tier 3: 02.B.246; Tier 4: Medium Acuity Monitoring - Transport Monitor - IntelliVue X3 (Philips FAST SpO₂), WIFI
CHECKLIST 1 - MX Monitors and X3's | checklist |  |  | Tier 2: Anaesthetic Induction Room; Tier 3: 02.B.256; Tier 4: Medium Acuity Monitoring - Host Patient Monitor - IntelliVue MX500
CHECKLIST 2 - Slave Screens & Central Monitoring | checklist |  |  | Tier 2: Anaesthetic Induction Room; Tier 3: 02.B.256; Tier 4: High Acuity Monitoring - MONITOR: SLAVE SCREEN (ANAESTHETIC etc) - IntelliVue AD75
CHECKLIST 1 - MX Monitors and X3's | checklist |  |  | Tier 2: Anaesthetic Induction Room; Tier 3: 02.B.256; Tier 4: Medium Acuity Monitoring - Transport Monitor - IntelliVue X3 (Philips FAST SpO₂), WIFI
CHECKLIST 1 - MX Monitors and X3's | checklist |  |  | Tier 2: Anaesthetic Induction Room; Tier 3: 02.B.272; Tier 4: Medium Acuity Monitoring - Host Patient Monitor - IntelliVue MX500
CHECKLIST 2 - Slave Screens & Central Monitoring | checklist |  |  | Tier 2: Anaesthetic Induction Room; Tier 3: 02.B.272; Tier 4: High Acuity Monitoring - MONITOR: SLAVE SCREEN (ANAESTHETIC etc) - IntelliVue AD75
CHECKLIST 1 - MX Monitors and X3's | checklist |  |  | Tier 2: Anaesthetic Induction Room; Tier 3: 02.B.272; Tier 4: Medium Acuity Monitoring - Transport Monitor - IntelliVue X3 (Philips FAST SpO₂), WIFI
CHECKLIST 1 - MX Monitors and X3's | checklist |  |  | Tier 2: Anaesthetic Induction Room; Tier 3: 02.B.283; Tier 4: Medium Acuity Monitoring - Host Patient Monitor - IntelliVue MX500
CHECKLIST 2 - Slave Screens & Central Monitoring | checklist |  |  | Tier 2: Anaesthetic Induction Room; Tier 3: 02.B.283; Tier 4: High Acuity Monitoring - MONITOR: SLAVE SCREEN (ANAESTHETIC etc) - IntelliVue AD75
CHECKLIST 1 - MX Monitors and X3's | checklist |  |  | Tier 2: Anaesthetic Induction Room; Tier 3: 02.B.283; Tier 4: Medium Acuity Monitoring - Transport Monitor - IntelliVue X3 (Philips FAST SpO₂), WIFI
CHECKLIST 1 - MX Monitors and X3's | checklist |  |  | Tier 2: Anaesthetic Induction Room; Tier 3: 02.B.284; Tier 4: Medium Acuity Monitoring - Host Patient Monitor - IntelliVue MX500
CHECKLIST 2 - Slave Screens & Central Monitoring | checklist |  |  | Tier 2: Anaesthetic Induction Room; Tier 3: 02.B.284; Tier 4: High Acuity Monitoring - MONITOR: SLAVE SCREEN (ANAESTHETIC etc) - IntelliVue AD75
CHECKLIST 1 - MX Monitors and X3's | checklist |  |  | Tier 2: Anaesthetic Induction Room; Tier 3: 02.B.284; Tier 4: Medium Acuity Monitoring - Transport Monitor - IntelliVue X3 (Philips FAST SpO₂), WIFI
CHECKLIST 1 - MX Monitors and X3's | checklist |  |  | Tier 2: Anaesthetic Induction Room; Tier 3: 02.B.295; Tier 4: Medium Acuity Monitoring - Host Patient Monitor - IntelliVue MX500
CHECKLIST 2 - Slave Screens & Central Monitoring | checklist |  |  | Tier 2: Anaesthetic Induction Room; Tier 3: 02.B.295; Tier 4: High Acuity Monitoring - MONITOR: SLAVE SCREEN (ANAESTHETIC etc) - IntelliVue AD75
CHECKLIST 1 - MX Monitors and X3's | checklist |  |  | Tier 2: Anaesthetic Induction Room; Tier 3: 02.B.295; Tier 4: Medium Acuity Monitoring - Transport Monitor - IntelliVue X3 (Philips FAST SpO₂), WIFI
CHECKLIST 1 - MX Monitors and X3's | checklist |  |  | Tier 2: Anaesthetic Induction Room; Tier 3: 02.B.448; Tier 4: Medium Acuity Monitoring - Host Patient Monitor - IntelliVue MX500
CHECKLIST 2 - Slave Screens & Central Monitoring | checklist |  |  | Tier 2: Anaesthetic Induction Room; Tier 3: 02.B.448; Tier 4: High Acuity Monitoring - MONITOR: SLAVE SCREEN (ANAESTHETIC etc) - IntelliVue AD75
CHECKLIST 1 - MX Monitors and X3's | checklist |  |  | Tier 2: Anaesthetic Induction Room; Tier 3: 02.B.448; Tier 4: Medium Acuity Monitoring - Transport Monitor - IntelliVue X3 (Philips FAST SpO₂), WIFI
CHECKLIST 1 - MX Monitors and X3's | checklist |  |  | Tier 2: Anaesthetic Induction Room; Tier 3: 02.B.450; Tier 4: Medium Acuity Monitoring - Host Patient Monitor - IntelliVue MX500
CHECKLIST 2 - Slave Screens & Central Monitoring | checklist |  |  | Tier 2: Anaesthetic Induction Room; Tier 3: 02.B.450; Tier 4: High Acuity Monitoring - MONITOR: SLAVE SCREEN (ANAESTHETIC etc) - IntelliVue AD75
CHECKLIST 1 - MX Monitors and X3's | checklist |  |  | Tier 2: Anaesthetic Induction Room; Tier 3: 02.B.450; Tier 4: Medium Acuity Monitoring - Transport Monitor - IntelliVue X3 (Philips FAST SpO₂), WIFI
CHECKLIST 1 - MX Monitors and X3's | checklist |  |  | Tier 2: Anaesthetic Induction Room; Tier 3: 02.B.457; Tier 4: Medium Acuity Monitoring - Host Patient Monitor - IntelliVue MX500
CHECKLIST 2 - Slave Screens & Central Monitoring | checklist |  |  | Tier 2: Anaesthetic Induction Room; Tier 3: 02.B.457; Tier 4: High Acuity Monitoring - MONITOR: SLAVE SCREEN (ANAESTHETIC etc) - IntelliVue AD75
CHECKLIST 1 - MX Monitors and X3's | checklist |  |  | Tier 2: Anaesthetic Induction Room; Tier 3: 02.B.457; Tier 4: Medium Acuity Monitoring - Transport Monitor - IntelliVue X3 (Philips FAST SpO₂), WIFI
CHECKLIST 1 - MX Monitors and X3's | checklist |  |  | Tier 2: Anaesthetic Induction Room; Tier 3: 02.B.458; Tier 4: Medium Acuity Monitoring - Host Patient Monitor - IntelliVue MX500
CHECKLIST 2 - Slave Screens & Central Monitoring | checklist |  |  | Tier 2: Anaesthetic Induction Room; Tier 3: 02.B.458; Tier 4: High Acuity Monitoring - MONITOR: SLAVE SCREEN (ANAESTHETIC etc) - IntelliVue AD75
CHECKLIST 1 - MX Monitors and X3's | checklist |  |  | Tier 2: Anaesthetic Induction Room; Tier 3: 02.B.458; Tier 4: Medium Acuity Monitoring - Transport Monitor - IntelliVue X3 (Philips FAST SpO₂), WIFI
CHECKLIST 1 - MX Monitors and X3's | checklist |  |  | Tier 2: Anaesthetic Induction Room; Tier 3: 02.B.464; Tier 4: Medium Acuity Monitoring - Host Patient Monitor - IntelliVue MX500
CHECKLIST 2 - Slave Screens & Central Monitoring | checklist |  |  | Tier 2: Anaesthetic Induction Room; Tier 3: 02.B.464; Tier 4: High Acuity Monitoring - MONITOR: SLAVE SCREEN (ANAESTHETIC etc) - IntelliVue AD75
CHECKLIST 1 - MX Monitors and X3's | checklist |  |  | Tier 2: Anaesthetic Induction Room; Tier 3: 02.B.464; Tier 4: Medium Acuity Monitoring - Transport Monitor - IntelliVue X3 (Philips FAST SpO₂), WIFI
CHECKLIST 1 - MX Monitors and X3's | checklist |  |  | Tier 2: Anaesthetic Induction Room; Tier 3: 02.B.465; Tier 4: Medium Acuity Monitoring - Host Patient Monitor - IntelliVue MX500
CHECKLIST 2 - Slave Screens & Central Monitoring | checklist |  |  | Tier 2: Anaesthetic Induction Room; Tier 3: 02.B.465; Tier 4: High Acuity Monitoring - MONITOR: SLAVE SCREEN (ANAESTHETIC etc) - IntelliVue AD75
CHECKLIST 1 - MX Monitors and X3's | checklist |  |  | Tier 2: Anaesthetic Induction Room; Tier 3: 02.B.465; Tier 4: Medium Acuity Monitoring - Transport Monitor - IntelliVue X3 (Philips FAST SpO₂), WIFI
CHECKLIST 2 - Slave Screens & Central Monitoring | checklist |  |  | Tier 2: Ante Room; Tier 3: 02.B.194; Tier 4: Medium Acuity Monitoring - MONITOR: SLAVE SCREEN (ANAESTHETIC etc) - ??
CHECKLIST 2 - Slave Screens & Central Monitoring | checklist |  |  | Tier 2: Ante Room; Tier 3: 02.B.216; Tier 4: Medium Acuity Monitoring - MONITOR: SLAVE SCREEN (ANAESTHETIC etc) - ??
CHECKLIST 2 - Slave Screens & Central Monitoring | checklist |  |  | Tier 2: Control Room; Tier 3: 02.B.165; Tier 4: High Acuity Monitoring - MONITOR: SLAVE SCREEN (ANAESTHETIC etc) - ??
CHECKLIST 2 - Slave Screens & Central Monitoring | checklist |  |  | Tier 2: Control Room; Tier 3: 02.B.257; Tier 4: High Acuity Monitoring - MONITOR: SLAVE SCREEN (ANAESTHETIC etc) - ??
CHECKLIST 2 - Slave Screens & Central Monitoring | checklist |  |  | Tier 2: Control Room; Tier 3: 02.B.261; Tier 4: High Acuity Monitoring - MONITOR: SLAVE SCREEN (ANAESTHETIC etc) - ??
CHECKLIST 2 - Slave Screens & Central Monitoring | checklist |  |  | Tier 2: Control Room; Tier 3: 02.B.266; Tier 4: High Acuity Monitoring - MONITOR: SLAVE SCREEN (ANAESTHETIC etc) - ??
CHECKLIST 2 - Slave Screens & Central Monitoring | checklist |  |  | Tier 2: Control Room; Tier 3: 02.B.227; Tier 4: High Acuity Monitoring - MONITOR: SLAVE SCREEN (ANAESTHETIC etc) - ??
CHECKLIST 2 - Slave Screens & Central Monitoring | checklist |  |  | Tier 2: Office - Clinical Workroom, Perioperative; Tier 3: 02.B.062; Tier 4: Central Station Monitoring - Central Station - Surveillance - PIC iX PC Tower - Surveillance
CHECKLIST 2 - Slave Screens & Central Monitoring | checklist |  |  | Tier 2: Office - Clinical Workroom, Perioperative; Tier 3: 02.B.062; Tier 4: Central Station Monitoring - MONITOR: CENTRAL STATION - DISPLAY, DESK - 24" Touch LCD Display
CHECKLIST 2 - Slave Screens & Central Monitoring | checklist |  |  | Tier 2: Office - Clinical Workroom, Perioperative; Tier 3: 02.B.099; Tier 4: Central Station Monitoring - MONITOR: CENTRAL STATION - DISPLAY, DESK - 24" Touch LCD Display
CHECKLIST 2 - Slave Screens & Central Monitoring | checklist |  |  | Tier 2: Office - Clinical Workroom, Perioperative; Tier 3: 02.B.099; Tier 4: Central Station Monitoring - Central Station - Overview - PIC iX PC Tower - Overview
CHECKLIST 2 - Slave Screens & Central Monitoring | checklist |  |  | Tier 2: Office - Clinical Workroom, Perioperative; Tier 3: 02.B.493; Tier 4: Central Station Monitoring - Central Station - Slave Display - Video Over Cat 6 Solution
CHECKLIST 1 - MX Monitors and X3's | checklist |  |  | Tier 2: Operating Room, Category 1 Hybrid; Tier 3: 02.B.273; Tier 4: High Acuity Monitoring - Hardware Dongle, Anaesthesia Machine Interface - IntelliVue EC5 Hardare Dongle
CHECKLIST 1 - MX Monitors and X3's | checklist |  |  | Tier 2: Operating Room, Category 1 Hybrid; Tier 3: 02.B.273; Tier 4: High Acuity Monitoring - Parameter Module, Anaesthesia Machine Interface - IntelliVue EC10 Module
CHECKLIST 1 - MX Monitors and X3's | checklist |  |  | Tier 2: Operating Room, Category 1 Hybrid; Tier 3: 02.B.273; Tier 4: High Acuity Monitoring - Parameter Module, BIS - IntelliVue BIS Module
CHECKLIST 1 - MX Monitors and X3's | checklist |  |  | Tier 2: Operating Room, Category 1 Hybrid; Tier 3: 02.B.273; Tier 4: High Acuity Monitoring - Parameter Module, NMT - IntelliVue NMT Module
CHECKLIST 1 - MX Monitors and X3's | checklist |  |  | Tier 2: Operating Room, Category 1 Hybrid; Tier 3: 02.B.273; Tier 4: High Acuity Monitoring - Host Patient Monitor - IntelliVue MX750
CHECKLIST 1 - MX Monitors and X3's | checklist |  |  | Tier 2: Operating Room, Category 1 Hybrid; Tier 3: 02.B.273; Tier 4: High Acuity Monitoring - Transport Monitor - IntelliVue X3 (Philips FAST SpO₂), WIFI
CHECKLIST 1 - MX Monitors and X3's | checklist |  |  | Tier 2: Operating Room, Category 1 Orthopaedics; Tier 3: 02.B.281; Tier 4: High Acuity Monitoring - Hardware Dongle, Anaesthesia Machine Interface - IntelliVue EC5 Hardare Dongle
CHECKLIST 1 - MX Monitors and X3's | checklist |  |  | Tier 2: Operating Room, Category 1 Orthopaedics; Tier 3: 02.B.281; Tier 4: High Acuity Monitoring - Parameter Module, Anaesthesia Machine Interface - IntelliVue EC10 Module
CHECKLIST 1 - MX Monitors and X3's | checklist |  |  | Tier 2: Operating Room, Category 1 Orthopaedics; Tier 3: 02.B.281; Tier 4: High Acuity Monitoring - Parameter Module, BIS - IntelliVue BIS Module
CHECKLIST 1 - MX Monitors and X3's | checklist |  |  | Tier 2: Operating Room, Category 1 Orthopaedics; Tier 3: 02.B.281; Tier 4: High Acuity Monitoring - Parameter Module, NMT - IntelliVue NMT Module
CHECKLIST 1 - MX Monitors and X3's | checklist |  |  | Tier 2: Operating Room, Category 1 Orthopaedics; Tier 3: 02.B.281; Tier 4: High Acuity Monitoring - Host Patient Monitor - IntelliVue MX750
CHECKLIST 1 - MX Monitors and X3's | checklist |  |  | Tier 2: Operating Room, Category 1 Orthopaedics; Tier 3: 02.B.281; Tier 4: High Acuity Monitoring - Transport Monitor - IntelliVue X3 (Philips FAST SpO₂), WIFI
CHECKLIST 1 - MX Monitors and X3's | checklist |  |  | Tier 2: Operating Room, Category 1 Orthopaedics; Tier 3: 02.B.294; Tier 4: High Acuity Monitoring - Hardware Dongle, Anaesthesia Machine Interface - IntelliVue EC5 Hardare Dongle
CHECKLIST 1 - MX Monitors and X3's | checklist |  |  | Tier 2: Operating Room, Category 1 Orthopaedics; Tier 3: 02.B.294; Tier 4: High Acuity Monitoring - Parameter Module, Anaesthesia Machine Interface - IntelliVue EC10 Module
CHECKLIST 1 - MX Monitors and X3's | checklist |  |  | Tier 2: Operating Room, Category 1 Orthopaedics; Tier 3: 02.B.294; Tier 4: High Acuity Monitoring - Parameter Module, BIS - IntelliVue BIS Module
CHECKLIST 1 - MX Monitors and X3's | checklist |  |  | Tier 2: Operating Room, Category 1 Orthopaedics; Tier 3: 02.B.294; Tier 4: High Acuity Monitoring - Parameter Module, NMT - IntelliVue NMT Module
CHECKLIST 1 - MX Monitors and X3's | checklist |  |  | Tier 2: Operating Room, Category 1 Orthopaedics; Tier 3: 02.B.294; Tier 4: High Acuity Monitoring - Host Patient Monitor - IntelliVue MX750
CHECKLIST 1 - MX Monitors and X3's | checklist |  |  | Tier 2: Operating Room, Category 1 Orthopaedics; Tier 3: 02.B.294; Tier 4: High Acuity Monitoring - Transport Monitor - IntelliVue X3 (Philips FAST SpO₂), WIFI
CHECKLIST 1 - MX Monitors and X3's | checklist |  |  | Tier 2: Operating Room, Category 2 Technical Suite; Tier 3: 02.B.285; Tier 4: High Acuity Monitoring - Hardware Dongle, Anaesthesia Machine Interface - IntelliVue EC5 Hardare Dongle
CHECKLIST 1 - MX Monitors and X3's | checklist |  |  | Tier 2: Operating Room, Category 2 Technical Suite; Tier 3: 02.B.285; Tier 4: High Acuity Monitoring - Parameter Module, Anaesthesia Machine Interface - IntelliVue EC10 Module
CHECKLIST 1 - MX Monitors and X3's | checklist |  |  | Tier 2: Operating Room, Category 2 Technical Suite; Tier 3: 02.B.285; Tier 4: High Acuity Monitoring - Parameter Module, BIS - IntelliVue BIS Module
CHECKLIST 1 - MX Monitors and X3's | checklist |  |  | Tier 2: Operating Room, Category 2 Technical Suite; Tier 3: 02.B.285; Tier 4: High Acuity Monitoring - Parameter Module, NMT - IntelliVue NMT Module
CHECKLIST 1 - MX Monitors and X3's | checklist |  |  | Tier 2: Operating Room, Category 2 Technical Suite; Tier 3: 02.B.285; Tier 4: High Acuity Monitoring - Host Patient Monitor - IntelliVue MX750
CHECKLIST 1 - MX Monitors and X3's | checklist |  |  | Tier 2: Operating Room, Category 2 Technical Suite; Tier 3: 02.B.285; Tier 4: High Acuity Monitoring - Transport Monitor - IntelliVue X3 (Philips FAST SpO₂), WIFI
CHECKLIST 1 - MX Monitors and X3's | checklist |  |  | Tier 2: Operating Room, Category 2 Technical Suite; Tier 3: 02.B.454; Tier 4: High Acuity Monitoring - Hardware Dongle, Anaesthesia Machine Interface - IntelliVue EC5 Hardare Dongle
CHECKLIST 1 - MX Monitors and X3's | checklist |  |  | Tier 2: Operating Room, Category 2 Technical Suite; Tier 3: 02.B.454; Tier 4: High Acuity Monitoring - Parameter Module, Anaesthesia Machine Interface - IntelliVue EC10 Module
CHECKLIST 1 - MX Monitors and X3's | checklist |  |  | Tier 2: Operating Room, Category 2 Technical Suite; Tier 3: 02.B.454; Tier 4: High Acuity Monitoring - Parameter Module, BIS - IntelliVue BIS Module
CHECKLIST 1 - MX Monitors and X3's | checklist |  |  | Tier 2: Operating Room, Category 2 Technical Suite; Tier 3: 02.B.454; Tier 4: High Acuity Monitoring - Parameter Module, NMT - IntelliVue NMT Module
CHECKLIST 1 - MX Monitors and X3's | checklist |  |  | Tier 2: Operating Room, Category 2 Technical Suite; Tier 3: 02.B.454; Tier 4: High Acuity Monitoring - Host Patient Monitor - IntelliVue MX750
CHECKLIST 1 - MX Monitors and X3's | checklist |  |  | Tier 2: Operating Room, Category 2 Technical Suite; Tier 3: 02.B.454; Tier 4: High Acuity Monitoring - Transport Monitor - IntelliVue X3 (Philips FAST SpO₂), WIFI
CHECKLIST 1 - MX Monitors and X3's | checklist |  |  | Tier 2: Operating Room, Category 2 Technical Suite; Tier 3: 02.B.455; Tier 4: High Acuity Monitoring - Hardware Dongle, Anaesthesia Machine Interface - IntelliVue EC5 Hardare Dongle
CHECKLIST 1 - MX Monitors and X3's | checklist |  |  | Tier 2: Operating Room, Category 2 Technical Suite; Tier 3: 02.B.455; Tier 4: High Acuity Monitoring - Parameter Module, Anaesthesia Machine Interface - IntelliVue EC10 Module
CHECKLIST 1 - MX Monitors and X3's | checklist |  |  | Tier 2: Operating Room, Category 2 Technical Suite; Tier 3: 02.B.455; Tier 4: High Acuity Monitoring - Parameter Module, BIS - IntelliVue BIS Module
CHECKLIST 1 - MX Monitors and X3's | checklist |  |  | Tier 2: Operating Room, Category 2 Technical Suite; Tier 3: 02.B.455; Tier 4: High Acuity Monitoring - Parameter Module, NMT - IntelliVue NMT Module
CHECKLIST 1 - MX Monitors and X3's | checklist |  |  | Tier 2: Operating Room, Category 2 Technical Suite; Tier 3: 02.B.455; Tier 4: High Acuity Monitoring - Host Patient Monitor - IntelliVue MX750
CHECKLIST 1 - MX Monitors and X3's | checklist |  |  | Tier 2: Operating Room, Category 2 Technical Suite; Tier 3: 02.B.455; Tier 4: High Acuity Monitoring - Transport Monitor - IntelliVue X3 (Philips FAST SpO₂), WIFI
CHECKLIST 1 - MX Monitors and X3's | checklist |  |  | Tier 2: Operating Room, Category 2 Technical Suite; Tier 3: 02.B.456; Tier 4: High Acuity Monitoring - Hardware Dongle, Anaesthesia Machine Interface - IntelliVue EC5 Hardare Dongle
CHECKLIST 1 - MX Monitors and X3's | checklist |  |  | Tier 2: Operating Room, Category 2 Technical Suite; Tier 3: 02.B.456; Tier 4: High Acuity Monitoring - Parameter Module, Anaesthesia Machine Interface - IntelliVue EC10 Module
CHECKLIST 1 - MX Monitors and X3's | checklist |  |  | Tier 2: Operating Room, Category 2 Technical Suite; Tier 3: 02.B.456; Tier 4: High Acuity Monitoring - Parameter Module, BIS - IntelliVue BIS Module
CHECKLIST 1 - MX Monitors and X3's | checklist |  |  | Tier 2: Operating Room, Category 2 Technical Suite; Tier 3: 02.B.456; Tier 4: High Acuity Monitoring - Parameter Module, NMT - IntelliVue NMT Module
CHECKLIST 1 - MX Monitors and X3's | checklist |  |  | Tier 2: Operating Room, Category 2 Technical Suite; Tier 3: 02.B.456; Tier 4: High Acuity Monitoring - Host Patient Monitor - IntelliVue MX750
CHECKLIST 1 - MX Monitors and X3's | checklist |  |  | Tier 2: Operating Room, Category 2 Technical Suite; Tier 3: 02.B.456; Tier 4: High Acuity Monitoring - Transport Monitor - IntelliVue X3 (Philips FAST SpO₂), WIFI
CHECKLIST 1 - MX Monitors and X3's | checklist |  |  | Tier 2: Operating Room, Category 2 Technical Suite; Tier 3: 02.B.481; Tier 4: High Acuity Monitoring - Hardware Dongle, Anaesthesia Machine Interface - IntelliVue EC5 Hardare Dongle
CHECKLIST 1 - MX Monitors and X3's | checklist |  |  | Tier 2: Operating Room, Category 2 Technical Suite; Tier 3: 02.B.481; Tier 4: High Acuity Monitoring - Parameter Module, Anaesthesia Machine Interface - IntelliVue EC10 Module
CHECKLIST 1 - MX Monitors and X3's | checklist |  |  | Tier 2: Operating Room, Category 2 Technical Suite; Tier 3: 02.B.481; Tier 4: High Acuity Monitoring - Parameter Module, BIS - IntelliVue BIS Module
CHECKLIST 1 - MX Monitors and X3's | checklist |  |  | Tier 2: Operating Room, Category 2 Technical Suite; Tier 3: 02.B.481; Tier 4: High Acuity Monitoring - Parameter Module, NMT - IntelliVue NMT Module
CHECKLIST 1 - MX Monitors and X3's | checklist |  |  | Tier 2: Operating Room, Category 2 Technical Suite; Tier 3: 02.B.481; Tier 4: High Acuity Monitoring - Host Patient Monitor - IntelliVue MX750
CHECKLIST 1 - MX Monitors and X3's | checklist |  |  | Tier 2: Operating Room, Category 2 Technical Suite; Tier 3: 02.B.481; Tier 4: High Acuity Monitoring - Transport Monitor - IntelliVue X3 (Philips FAST SpO₂), WIFI
CHECKLIST 1 - MX Monitors and X3's | checklist |  |  | Tier 2: Operating Room, Category 3 Technical Suite, Interventional & Cardiac; Tier 3: 02.B.247; Tier 4: High Acuity Monitoring - Hardware Dongle, Anaesthesia Machine Interface - IntelliVue EC5 Hardare Dongle
CHECKLIST 1 - MX Monitors and X3's | checklist |  |  | Tier 2: Operating Room, Category 3 Technical Suite, Interventional & Cardiac; Tier 3: 02.B.247; Tier 4: High Acuity Monitoring - Parameter Module, Anaesthesia Machine Interface - IntelliVue EC10 Module
CHECKLIST 1 - MX Monitors and X3's | checklist |  |  | Tier 2: Operating Room, Category 3 Technical Suite, Interventional & Cardiac; Tier 3: 02.B.247; Tier 4: High Acuity Monitoring - Parameter Module, BIS - IntelliVue BIS Module
CHECKLIST 1 - MX Monitors and X3's | checklist |  |  | Tier 2: Operating Room, Category 3 Technical Suite, Interventional & Cardiac; Tier 3: 02.B.247; Tier 4: High Acuity Monitoring - Parameter Module, NMT - IntelliVue NMT Module
CHECKLIST 1 - MX Monitors and X3's | checklist |  |  | Tier 2: Operating Room, Category 3 Technical Suite, Interventional & Cardiac; Tier 3: 02.B.247; Tier 4: High Acuity Monitoring - Host Patient Monitor - IntelliVue MX750
CHECKLIST 1 - MX Monitors and X3's | checklist |  |  | Tier 2: Operating Room, Category 3 Technical Suite, Interventional & Cardiac; Tier 3: 02.B.247; Tier 4: High Acuity Monitoring - Transport Monitor - IntelliVue X3 (Philips FAST SpO₂), WIFI
CHECKLIST 1 - MX Monitors and X3's | checklist |  |  | Tier 2: Operating Room, Category 3 Technical Suite, Interventional, & Radiology; Tier 3: 02.B.235; Tier 4: High Acuity Monitoring - Hardware Dongle, Anaesthesia Machine Interface - IntelliVue EC5 Hardare Dongle
CHECKLIST 1 - MX Monitors and X3's | checklist |  |  | Tier 2: Operating Room, Category 3 Technical Suite, Interventional, & Radiology; Tier 3: 02.B.235; Tier 4: High Acuity Monitoring - Parameter Module, Anaesthesia Machine Interface - IntelliVue EC10 Module
CHECKLIST 1 - MX Monitors and X3's | checklist |  |  | Tier 2: Operating Room, Category 3 Technical Suite, Interventional, & Radiology; Tier 3: 02.B.235; Tier 4: High Acuity Monitoring - Parameter Module, BIS - IntelliVue BIS Module
CHECKLIST 1 - MX Monitors and X3's | checklist |  |  | Tier 2: Operating Room, Category 3 Technical Suite, Interventional, & Radiology; Tier 3: 02.B.235; Tier 4: High Acuity Monitoring - Parameter Module, NMT - IntelliVue NMT Module
CHECKLIST 1 - MX Monitors and X3's | checklist |  |  | Tier 2: Operating Room, Category 3 Technical Suite, Interventional, & Radiology; Tier 3: 02.B.235; Tier 4: High Acuity Monitoring - Host Patient Monitor - IntelliVue MX750
CHECKLIST 1 - MX Monitors and X3's | checklist |  |  | Tier 2: Operating Room, Category 3 Technical Suite, Interventional, & Radiology; Tier 3: 02.B.235; Tier 4: High Acuity Monitoring - Transport Monitor - IntelliVue X3 (Philips FAST SpO₂), WIFI
CHECKLIST 1 - MX Monitors and X3's | checklist |  |  | Tier 2: Operating Room, Category 3 Technical Suite, Interventional, Cardiac EP, & Vascular; Tier 3: 02.B.255; Tier 4: High Acuity Monitoring - Hardware Dongle, Anaesthesia Machine Interface - IntelliVue EC5 Hardare Dongle
CHECKLIST 1 - MX Monitors and X3's | checklist |  |  | Tier 2: Operating Room, Category 3 Technical Suite, Interventional, Cardiac EP, & Vascular; Tier 3: 02.B.255; Tier 4: High Acuity Monitoring - Parameter Module, Anaesthesia Machine Interface - IntelliVue EC10 Module
CHECKLIST 1 - MX Monitors and X3's | checklist |  |  | Tier 2: Operating Room, Category 3 Technical Suite, Interventional, Cardiac EP, & Vascular; Tier 3: 02.B.255; Tier 4: High Acuity Monitoring - Parameter Module, BIS - IntelliVue BIS Module
CHECKLIST 1 - MX Monitors and X3's | checklist |  |  | Tier 2: Operating Room, Category 3 Technical Suite, Interventional, Cardiac EP, & Vascular; Tier 3: 02.B.255; Tier 4: High Acuity Monitoring - Parameter Module, NMT - IntelliVue NMT Module
CHECKLIST 1 - MX Monitors and X3's | checklist |  |  | Tier 2: Operating Room, Category 3 Technical Suite, Interventional, Cardiac EP, & Vascular; Tier 3: 02.B.255; Tier 4: High Acuity Monitoring - Host Patient Monitor - IntelliVue MX750
CHECKLIST 1 - MX Monitors and X3's | checklist |  |  | Tier 2: Operating Room, Category 3 Technical Suite, Interventional, Cardiac EP, & Vascular; Tier 3: 02.B.255; Tier 4: High Acuity Monitoring - Transport Monitor - IntelliVue X3 (Philips FAST SpO₂), WIFI
CHECKLIST 1 - MX Monitors and X3's | checklist |  |  | Tier 2: Operating Room, Category 3 Technical Suite, Interventional, Cardiac, Vascular & Radiology; Tier 3: 02.B.242; Tier 4: High Acuity Monitoring - Hardware Dongle, Anaesthesia Machine Interface - IntelliVue EC5 Hardare Dongle
CHECKLIST 1 - MX Monitors and X3's | checklist |  |  | Tier 2: Operating Room, Category 3 Technical Suite, Interventional, Cardiac, Vascular & Radiology; Tier 3: 02.B.242; Tier 4: High Acuity Monitoring - Parameter Module, Anaesthesia Machine Interface - IntelliVue EC10 Module
CHECKLIST 1 - MX Monitors and X3's | checklist |  |  | Tier 2: Operating Room, Category 3 Technical Suite, Interventional, Cardiac, Vascular & Radiology; Tier 3: 02.B.242; Tier 4: High Acuity Monitoring - Parameter Module, BIS - IntelliVue BIS Module
CHECKLIST 1 - MX Monitors and X3's | checklist |  |  | Tier 2: Operating Room, Category 3 Technical Suite, Interventional, Cardiac, Vascular & Radiology; Tier 3: 02.B.242; Tier 4: High Acuity Monitoring - Parameter Module, NMT - IntelliVue NMT Module
CHECKLIST 1 - MX Monitors and X3's | checklist |  |  | Tier 2: Operating Room, Category 3 Technical Suite, Interventional, Cardiac, Vascular & Radiology; Tier 3: 02.B.242; Tier 4: High Acuity Monitoring - Host Patient Monitor - IntelliVue MX750
CHECKLIST 1 - MX Monitors and X3's | checklist |  |  | Tier 2: Operating Room, Category 3 Technical Suite, Interventional, Cardiac, Vascular & Radiology; Tier 3: 02.B.242; Tier 4: High Acuity Monitoring - Transport Monitor - IntelliVue X3 (Philips FAST SpO₂), WIFI
CHECKLIST 1 - MX Monitors and X3's | checklist |  |  | Tier 2: Operating Room, Category 4; Tier 3: 02.B.149; Tier 4: High Acuity Monitoring - Hardware Dongle, Anaesthesia Machine Interface - IntelliVue EC5 Hardare Dongle
CHECKLIST 1 - MX Monitors and X3's | checklist |  |  | Tier 2: Operating Room, Category 4; Tier 3: 02.B.149; Tier 4: High Acuity Monitoring - Parameter Module, Anaesthesia Machine Interface - IntelliVue EC10 Module
CHECKLIST 1 - MX Monitors and X3's | checklist |  |  | Tier 2: Operating Room, Category 4; Tier 3: 02.B.149; Tier 4: High Acuity Monitoring - Parameter Module, BIS - IntelliVue BIS Module
CHECKLIST 1 - MX Monitors and X3's | checklist |  |  | Tier 2: Operating Room, Category 4; Tier 3: 02.B.149; Tier 4: High Acuity Monitoring - Parameter Module, NMT - IntelliVue NMT Module
CHECKLIST 1 - MX Monitors and X3's | checklist |  |  | Tier 2: Operating Room, Category 4; Tier 3: 02.B.149; Tier 4: High Acuity Monitoring - Host Patient Monitor - IntelliVue MX750
CHECKLIST 1 - MX Monitors and X3's | checklist |  |  | Tier 2: Operating Room, Category 4; Tier 3: 02.B.149; Tier 4: High Acuity Monitoring - Transport Monitor - IntelliVue X3 (Philips FAST SpO₂), WIFI
CHECKLIST 1 - MX Monitors and X3's | checklist |  |  | Tier 2: Operating Room, Category 4; Tier 3: 02.B.154; Tier 4: High Acuity Monitoring - Hardware Dongle, Anaesthesia Machine Interface - IntelliVue EC5 Hardare Dongle
CHECKLIST 1 - MX Monitors and X3's | checklist |  |  | Tier 2: Operating Room, Category 4; Tier 3: 02.B.154; Tier 4: High Acuity Monitoring - Parameter Module, Anaesthesia Machine Interface - IntelliVue EC10 Module
CHECKLIST 1 - MX Monitors and X3's | checklist |  |  | Tier 2: Operating Room, Category 4; Tier 3: 02.B.154; Tier 4: High Acuity Monitoring - Parameter Module, BIS - IntelliVue BIS Module
CHECKLIST 1 - MX Monitors and X3's | checklist |  |  | Tier 2: Operating Room, Category 4; Tier 3: 02.B.154; Tier 4: High Acuity Monitoring - Parameter Module, NMT - IntelliVue NMT Module
CHECKLIST 1 - MX Monitors and X3's | checklist |  |  | Tier 2: Operating Room, Category 4; Tier 3: 02.B.154; Tier 4: High Acuity Monitoring - Host Patient Monitor - IntelliVue MX750
CHECKLIST 1 - MX Monitors and X3's | checklist |  |  | Tier 2: Operating Room, Category 4; Tier 3: 02.B.154; Tier 4: High Acuity Monitoring - Transport Monitor - IntelliVue X3 (Philips FAST SpO₂), WIFI
CHECKLIST 1 - MX Monitors and X3's | checklist |  |  | Tier 2: Operating Room, Category 4; Tier 3: 02.B.161; Tier 4: High Acuity Monitoring - Hardware Dongle, Anaesthesia Machine Interface - IntelliVue EC5 Hardare Dongle
CHECKLIST 1 - MX Monitors and X3's | checklist |  |  | Tier 2: Operating Room, Category 4; Tier 3: 02.B.161; Tier 4: High Acuity Monitoring - Parameter Module, Anaesthesia Machine Interface - IntelliVue EC10 Module
CHECKLIST 1 - MX Monitors and X3's | checklist |  |  | Tier 2: Operating Room, Category 4; Tier 3: 02.B.161; Tier 4: High Acuity Monitoring - Parameter Module, BIS - IntelliVue BIS Module
CHECKLIST 1 - MX Monitors and X3's | checklist |  |  | Tier 2: Operating Room, Category 4; Tier 3: 02.B.161; Tier 4: High Acuity Monitoring - Parameter Module, NMT - IntelliVue NMT Module
CHECKLIST 1 - MX Monitors and X3's | checklist |  |  | Tier 2: Operating Room, Category 4; Tier 3: 02.B.161; Tier 4: High Acuity Monitoring - Host Patient Monitor - IntelliVue MX750
CHECKLIST 1 - MX Monitors and X3's | checklist |  |  | Tier 2: Operating Room, Category 4; Tier 3: 02.B.161; Tier 4: High Acuity Monitoring - Transport Monitor - IntelliVue X3 (Philips FAST SpO₂), WIFI
CHECKLIST 1 - MX Monitors and X3's | checklist |  |  | Tier 2: Operating Room, Category 4, Large; Tier 3: 02.B.163; Tier 4: High Acuity Monitoring - Hardware Dongle, Anaesthesia Machine Interface - IntelliVue EC5 Hardare Dongle
CHECKLIST 1 - MX Monitors and X3's | checklist |  |  | Tier 2: Operating Room, Category 4, Large; Tier 3: 02.B.163; Tier 4: High Acuity Monitoring - Parameter Module, Anaesthesia Machine Interface - IntelliVue EC10 Module
CHECKLIST 1 - MX Monitors and X3's | checklist |  |  | Tier 2: Operating Room, Category 4, Large; Tier 3: 02.B.163; Tier 4: High Acuity Monitoring - Parameter Module, BIS - IntelliVue BIS Module
CHECKLIST 1 - MX Monitors and X3's | checklist |  |  | Tier 2: Operating Room, Category 4, Large; Tier 3: 02.B.163; Tier 4: High Acuity Monitoring - Parameter Module, NMT - IntelliVue NMT Module
CHECKLIST 1 - MX Monitors and X3's | checklist |  |  | Tier 2: Operating Room, Category 4, Large; Tier 3: 02.B.163; Tier 4: High Acuity Monitoring - Host Patient Monitor - IntelliVue MX750
CHECKLIST 1 - MX Monitors and X3's | checklist |  |  | Tier 2: Operating Room, Category 4, Large; Tier 3: 02.B.163; Tier 4: High Acuity Monitoring - Transport Monitor - IntelliVue X3 (Philips FAST SpO₂), WIFI
CHECKLIST 1 - MX Monitors and X3's | checklist |  |  | Tier 2: Patient Bay - ECT; Tier 3: 02.B.187; Tier 4: Medium Acuity Monitoring - Host Patient Monitor - IntelliVue MX500
CHECKLIST 1 - MX Monitors and X3's | checklist |  |  | Tier 2: Patient Bay - ECT; Tier 3: 02.B.187; Tier 4: Medium Acuity Monitoring - Transport Monitor - IntelliVue X3 (Philips FAST SpO₂), WIFI
CHECKLIST 1 - MX Monitors and X3's | checklist |  |  | Tier 2: Patient Bay - Enclosed, 13m2; Tier 3: 02.B.123; Tier 4: Medium Acuity Monitoring - Host Patient Monitor - IntelliVue MX500
CHECKLIST 1 - MX Monitors and X3's | checklist |  |  | Tier 2: Patient Bay - Enclosed, 13m2; Tier 3: 02.B.123; Tier 4: Medium Acuity Monitoring - Transport Monitor - IntelliVue X3 (Philips FAST SpO₂), WIFI
CHECKLIST 1 - MX Monitors and X3's | checklist |  |  | Tier 2: Patient Bay - Enclosed, 13m2; Tier 3: 02.B.124; Tier 4: Medium Acuity Monitoring - Host Patient Monitor - IntelliVue MX500
CHECKLIST 1 - MX Monitors and X3's | checklist |  |  | Tier 2: Patient Bay - Enclosed, 13m2; Tier 3: 02.B.124; Tier 4: Medium Acuity Monitoring - Transport Monitor - IntelliVue X3 (Philips FAST SpO₂), WIFI
CHECKLIST 1 - MX Monitors and X3's | checklist |  |  | Tier 2: Patient Bay - Holding; Tier 3: 02.B.053; Tier 4: Medium Acuity Monitoring - Docking Station - IntelliVue Docking Station
CHECKLIST 1 - MX Monitors and X3's | checklist |  |  | Tier 2: Patient Bay - Holding; Tier 3: 02.B.053; Tier 4: Medium Acuity Monitoring - Transport Monitor - IntelliVue X3 (Philips FAST SpO₂), WIFI
CHECKLIST 1 - MX Monitors and X3's | checklist |  |  | Tier 2: Patient Bay - Holding; Tier 3: 02.B.054; Tier 4: Medium Acuity Monitoring - Docking Station - IntelliVue Docking Station
CHECKLIST 1 - MX Monitors and X3's | checklist |  |  | Tier 2: Patient Bay - Holding; Tier 3: 02.B.054; Tier 4: Medium Acuity Monitoring - Transport Monitor - IntelliVue X3 (Philips FAST SpO₂), WIFI
CHECKLIST 1 - MX Monitors and X3's | checklist |  |  | Tier 2: Patient Bay - Holding, 9m2 - Perioperative; Tier 3: 02.B.117; Tier 4: Medium Acuity Monitoring - Docking Station - IntelliVue Docking Station
CHECKLIST 1 - MX Monitors and X3's | checklist |  |  | Tier 2: Patient Bay - Holding, 9m2 - Perioperative; Tier 3: 02.B.117; Tier 4: Medium Acuity Monitoring - Transport Monitor - IntelliVue X3 (Philips FAST SpO₂), WIFI
CHECKLIST 1 - MX Monitors and X3's | checklist |  |  | Tier 2: Patient Bay - Holding, 9m2 - Perioperative; Tier 3: 02.B.118; Tier 4: Medium Acuity Monitoring - Docking Station - IntelliVue Docking Station
CHECKLIST 1 - MX Monitors and X3's | checklist |  |  | Tier 2: Patient Bay - Holding, 9m2 - Perioperative; Tier 3: 02.B.118; Tier 4: Medium Acuity Monitoring - Transport Monitor - IntelliVue X3 (Philips FAST SpO₂), WIFI
CHECKLIST 1 - MX Monitors and X3's | checklist |  |  | Tier 2: Patient Bay - Holding, 9m2 - Perioperative; Tier 3: 02.B.119; Tier 4: Medium Acuity Monitoring - Docking Station - IntelliVue Docking Station
CHECKLIST 1 - MX Monitors and X3's | checklist |  |  | Tier 2: Patient Bay - Holding, 9m2 - Perioperative; Tier 3: 02.B.119; Tier 4: Medium Acuity Monitoring - Transport Monitor - IntelliVue X3 (Philips FAST SpO₂), WIFI
CHECKLIST 1 - MX Monitors and X3's | checklist |  |  | Tier 2: Patient Bay - Holding, 9m2 - Perioperative; Tier 3: 02.B.126; Tier 4: Medium Acuity Monitoring - Docking Station - IntelliVue Docking Station
CHECKLIST 1 - MX Monitors and X3's | checklist |  |  | Tier 2: Patient Bay - Holding, 9m2 - Perioperative; Tier 3: 02.B.126; Tier 4: Medium Acuity Monitoring - Transport Monitor - IntelliVue X3 (Philips FAST SpO₂), WIFI
CHECKLIST 1 - MX Monitors and X3's | checklist |  |  | Tier 2: Patient Bay - Holding, 9m2 - Perioperative; Tier 3: 02.B.127; Tier 4: Medium Acuity Monitoring - Docking Station - IntelliVue Docking Station
CHECKLIST 1 - MX Monitors and X3's | checklist |  |  | Tier 2: Patient Bay - Holding, 9m2 - Perioperative; Tier 3: 02.B.127; Tier 4: Medium Acuity Monitoring - Transport Monitor - IntelliVue X3 (Philips FAST SpO₂), WIFI
CHECKLIST 1 - MX Monitors and X3's | checklist |  |  | Tier 2: Patient Bay - Holding, 9m2 - Perioperative; Tier 3: 02.B.128; Tier 4: Medium Acuity Monitoring - Docking Station - IntelliVue Docking Station
CHECKLIST 1 - MX Monitors and X3's | checklist |  |  | Tier 2: Patient Bay - Holding, 9m2 - Perioperative; Tier 3: 02.B.128; Tier 4: Medium Acuity Monitoring - Transport Monitor - IntelliVue X3 (Philips FAST SpO₂), WIFI
CHECKLIST 1 - MX Monitors and X3's | checklist |  |  | Tier 2: Patient Bay - Holding, 9m2 - Perioperative; Tier 3: 02.B.129; Tier 4: Medium Acuity Monitoring - Docking Station - IntelliVue Docking Station
CHECKLIST 1 - MX Monitors and X3's | checklist |  |  | Tier 2: Patient Bay - Holding, 9m2 - Perioperative; Tier 3: 02.B.129; Tier 4: Medium Acuity Monitoring - Transport Monitor - IntelliVue X3 (Philips FAST SpO₂), WIFI
CHECKLIST 1 - MX Monitors and X3's | checklist |  |  | Tier 2: Patient Bay - Holding, 9m2 - Perioperative; Tier 3: 02.B.130; Tier 4: Medium Acuity Monitoring - Docking Station - IntelliVue Docking Station
CHECKLIST 1 - MX Monitors and X3's | checklist |  |  | Tier 2: Patient Bay - Holding, 9m2 - Perioperative; Tier 3: 02.B.130; Tier 4: Medium Acuity Monitoring - Transport Monitor - IntelliVue X3 (Philips FAST SpO₂), WIFI
CHECKLIST 1 - MX Monitors and X3's | checklist |  |  | Tier 2: Patient Bay - Recovery Stage 1, 9m2; Tier 3: 02.B.169; Tier 4: Medium Acuity Monitoring - Host Patient Monitor - IntelliVue MX500
CHECKLIST 1 - MX Monitors and X3's | checklist |  |  | Tier 2: Patient Bay - Recovery Stage 1, 9m2; Tier 3: 02.B.169; Tier 4: Medium Acuity Monitoring - Transport Monitor - IntelliVue X3 (Philips FAST SpO₂), WIFI
CHECKLIST 1 - MX Monitors and X3's | checklist |  |  | Tier 2: Patient Bay - Recovery Stage 1, 9m2; Tier 3: 02.B.170; Tier 4: Medium Acuity Monitoring - Host Patient Monitor - IntelliVue MX500
CHECKLIST 1 - MX Monitors and X3's | checklist |  |  | Tier 2: Patient Bay - Recovery Stage 1, 9m2; Tier 3: 02.B.170; Tier 4: Medium Acuity Monitoring - Transport Monitor - IntelliVue X3 (Philips FAST SpO₂), WIFI
CHECKLIST 1 - MX Monitors and X3's | checklist |  |  | Tier 2: Patient Bay - Recovery Stage 1, 9m2; Tier 3: 02.B.172; Tier 4: Medium Acuity Monitoring - Host Patient Monitor - IntelliVue MX500
CHECKLIST 1 - MX Monitors and X3's | checklist |  |  | Tier 2: Patient Bay - Recovery Stage 1, 9m2; Tier 3: 02.B.172; Tier 4: Medium Acuity Monitoring - Transport Monitor - IntelliVue X3 (Philips FAST SpO₂), WIFI
CHECKLIST 1 - MX Monitors and X3's | checklist |  |  | Tier 2: Patient Bay - Recovery Stage 1, 9m2; Tier 3: 02.B.173; Tier 4: Medium Acuity Monitoring - Host Patient Monitor - IntelliVue MX500
CHECKLIST 1 - MX Monitors and X3's | checklist |  |  | Tier 2: Patient Bay - Recovery Stage 1, 9m2; Tier 3: 02.B.173; Tier 4: Medium Acuity Monitoring - Transport Monitor - IntelliVue X3 (Philips FAST SpO₂), WIFI
CHECKLIST 1 - MX Monitors and X3's | checklist |  |  | Tier 2: Patient Bay - Recovery Stage 1, 9m2; Tier 3: 02.B.174; Tier 4: Medium Acuity Monitoring - Host Patient Monitor - IntelliVue MX500
CHECKLIST 1 - MX Monitors and X3's | checklist |  |  | Tier 2: Patient Bay - Recovery Stage 1, 9m2; Tier 3: 02.B.174; Tier 4: Medium Acuity Monitoring - Transport Monitor - IntelliVue X3 (Philips FAST SpO₂), WIFI
CHECKLIST 1 - MX Monitors and X3's | checklist |  |  | Tier 2: Patient Bay - Recovery Stage 1, 9m2; Tier 3: 02.B.176; Tier 4: Medium Acuity Monitoring - Host Patient Monitor - IntelliVue MX500
CHECKLIST 1 - MX Monitors and X3's | checklist |  |  | Tier 2: Patient Bay - Recovery Stage 1, 9m2; Tier 3: 02.B.176; Tier 4: Medium Acuity Monitoring - Transport Monitor - IntelliVue X3 (Philips FAST SpO₂), WIFI
CHECKLIST 1 - MX Monitors and X3's | checklist |  |  | Tier 2: Patient Bay - Recovery Stage 1, 9m2; Tier 3: 02.B.178; Tier 4: Medium Acuity Monitoring - Host Patient Monitor - IntelliVue MX500
CHECKLIST 1 - MX Monitors and X3's | checklist |  |  | Tier 2: Patient Bay - Recovery Stage 1, 9m2; Tier 3: 02.B.178; Tier 4: Medium Acuity Monitoring - Transport Monitor - IntelliVue X3 (Philips FAST SpO₂), WIFI
CHECKLIST 1 - MX Monitors and X3's | checklist |  |  | Tier 2: Patient Bay - Recovery Stage 1, 9m2; Tier 3: 02.B.179; Tier 4: Medium Acuity Monitoring - Host Patient Monitor - IntelliVue MX500
CHECKLIST 1 - MX Monitors and X3's | checklist |  |  | Tier 2: Patient Bay - Recovery Stage 1, 9m2; Tier 3: 02.B.179; Tier 4: Medium Acuity Monitoring - Transport Monitor - IntelliVue X3 (Philips FAST SpO₂), WIFI
CHECKLIST 1 - MX Monitors and X3's | checklist |  |  | Tier 2: Patient Bay - Recovery Stage 1, 9m2; Tier 3: 02.B.181; Tier 4: Medium Acuity Monitoring - Host Patient Monitor - IntelliVue MX500
CHECKLIST 1 - MX Monitors and X3's | checklist |  |  | Tier 2: Patient Bay - Recovery Stage 1, 9m2; Tier 3: 02.B.181; Tier 4: Medium Acuity Monitoring - Transport Monitor - IntelliVue X3 (Philips FAST SpO₂), WIFI
CHECKLIST 1 - MX Monitors and X3's | checklist |  |  | Tier 2: Patient Bay - Recovery Stage 1, 9m2; Tier 3: 02.B.182; Tier 4: Medium Acuity Monitoring - Host Patient Monitor - IntelliVue MX500
CHECKLIST 1 - MX Monitors and X3's | checklist |  |  | Tier 2: Patient Bay - Recovery Stage 1, 9m2; Tier 3: 02.B.182; Tier 4: Medium Acuity Monitoring - Transport Monitor - IntelliVue X3 (Philips FAST SpO₂), WIFI
CHECKLIST 1 - MX Monitors and X3's | checklist |  |  | Tier 2: Patient Bay - Recovery Stage 1, 9m2; Tier 3: 02.B.184; Tier 4: Medium Acuity Monitoring - Host Patient Monitor - IntelliVue MX500
CHECKLIST 1 - MX Monitors and X3's | checklist |  |  | Tier 2: Patient Bay - Recovery Stage 1, 9m2; Tier 3: 02.B.184; Tier 4: Medium Acuity Monitoring - Transport Monitor - IntelliVue X3 (Philips FAST SpO₂), WIFI
CHECKLIST 1 - MX Monitors and X3's | checklist |  |  | Tier 2: Patient Bay - Recovery Stage 1, 9m2; Tier 3: 02.B.185; Tier 4: Medium Acuity Monitoring - Host Patient Monitor - IntelliVue MX500
CHECKLIST 1 - MX Monitors and X3's | checklist |  |  | Tier 2: Patient Bay - Recovery Stage 1, 9m2; Tier 3: 02.B.185; Tier 4: Medium Acuity Monitoring - Transport Monitor - IntelliVue X3 (Philips FAST SpO₂), WIFI
CHECKLIST 1 - MX Monitors and X3's | checklist |  |  | Tier 2: Patient Bay - Recovery Stage 1, 9m2; Tier 3: 02.B.188; Tier 4: Medium Acuity Monitoring - Host Patient Monitor - IntelliVue MX500
CHECKLIST 1 - MX Monitors and X3's | checklist |  |  | Tier 2: Patient Bay - Recovery Stage 1, 9m2; Tier 3: 02.B.188; Tier 4: Medium Acuity Monitoring - Transport Monitor - IntelliVue X3 (Philips FAST SpO₂), WIFI
CHECKLIST 1 - MX Monitors and X3's | checklist |  |  | Tier 2: Patient Bay - Recovery Stage 1, 9m2; Tier 3: 02.B.195; Tier 4: Medium Acuity Monitoring - Host Patient Monitor - IntelliVue MX500
CHECKLIST 1 - MX Monitors and X3's | checklist |  |  | Tier 2: Patient Bay - Recovery Stage 1, 9m2; Tier 3: 02.B.195; Tier 4: Medium Acuity Monitoring - Transport Monitor - IntelliVue X3 (Philips FAST SpO₂), WIFI
CHECKLIST 1 - MX Monitors and X3's | checklist |  |  | Tier 2: Patient Bay - Recovery Stage 1, 9m2; Tier 3: 02.B.196; Tier 4: Medium Acuity Monitoring - Host Patient Monitor - IntelliVue MX500
CHECKLIST 1 - MX Monitors and X3's | checklist |  |  | Tier 2: Patient Bay - Recovery Stage 1, 9m2; Tier 3: 02.B.196; Tier 4: Medium Acuity Monitoring - Transport Monitor - IntelliVue X3 (Philips FAST SpO₂), WIFI
CHECKLIST 1 - MX Monitors and X3's | checklist |  |  | Tier 2: Patient Bay - Recovery Stage 1, 9m2; Tier 3: 02.B.198; Tier 4: Medium Acuity Monitoring - Host Patient Monitor - IntelliVue MX500
CHECKLIST 1 - MX Monitors and X3's | checklist |  |  | Tier 2: Patient Bay - Recovery Stage 1, 9m2; Tier 3: 02.B.198; Tier 4: Medium Acuity Monitoring - Transport Monitor - IntelliVue X3 (Philips FAST SpO₂), WIFI
CHECKLIST 1 - MX Monitors and X3's | checklist |  |  | Tier 2: Patient Bay - Recovery Stage 1, 9m2; Tier 3: 02.B.199; Tier 4: Medium Acuity Monitoring - Host Patient Monitor - IntelliVue MX500
CHECKLIST 1 - MX Monitors and X3's | checklist |  |  | Tier 2: Patient Bay - Recovery Stage 1, 9m2; Tier 3: 02.B.199; Tier 4: Medium Acuity Monitoring - Transport Monitor - IntelliVue X3 (Philips FAST SpO₂), WIFI
CHECKLIST 1 - MX Monitors and X3's | checklist |  |  | Tier 2: Patient Bay - Recovery Stage 1, 9m2; Tier 3: 02.B.202; Tier 4: Medium Acuity Monitoring - Host Patient Monitor - IntelliVue MX500
CHECKLIST 1 - MX Monitors and X3's | checklist |  |  | Tier 2: Patient Bay - Recovery Stage 1, 9m2; Tier 3: 02.B.202; Tier 4: Medium Acuity Monitoring - Transport Monitor - IntelliVue X3 (Philips FAST SpO₂), WIFI
CHECKLIST 1 - MX Monitors and X3's | checklist |  |  | Tier 2: Patient Bay - Recovery Stage 1, 9m2; Tier 3: 02.B.203; Tier 4: Medium Acuity Monitoring - Host Patient Monitor - IntelliVue MX500
CHECKLIST 1 - MX Monitors and X3's | checklist |  |  | Tier 2: Patient Bay - Recovery Stage 1, 9m2; Tier 3: 02.B.203; Tier 4: Medium Acuity Monitoring - Transport Monitor - IntelliVue X3 (Philips FAST SpO₂), WIFI
CHECKLIST 1 - MX Monitors and X3's | checklist |  |  | Tier 2: Patient Bay - Recovery Stage 1, 9m2; Tier 3: 02.B.210; Tier 4: Medium Acuity Monitoring - Host Patient Monitor - IntelliVue MX500
CHECKLIST 1 - MX Monitors and X3's | checklist |  |  | Tier 2: Patient Bay - Recovery Stage 1, 9m2; Tier 3: 02.B.210; Tier 4: Medium Acuity Monitoring - Transport Monitor - IntelliVue X3 (Philips FAST SpO₂), WIFI
CHECKLIST 1 - MX Monitors and X3's | checklist |  |  | Tier 2: Patient Bay - Recovery Stage 1, 9m2; Tier 3: 02.B.211; Tier 4: Medium Acuity Monitoring - Host Patient Monitor - IntelliVue MX500
CHECKLIST 1 - MX Monitors and X3's | checklist |  |  | Tier 2: Patient Bay - Recovery Stage 1, 9m2; Tier 3: 02.B.211; Tier 4: Medium Acuity Monitoring - Transport Monitor - IntelliVue X3 (Philips FAST SpO₂), WIFI
CHECKLIST 1 - MX Monitors and X3's | checklist |  |  | Tier 2: Patient Bay - Recovery, Bariatric; Tier 3: 02.B.200; Tier 4: Medium Acuity Monitoring - Host Patient Monitor - IntelliVue MX500
CHECKLIST 1 - MX Monitors and X3's | checklist |  |  | Tier 2: Patient Bay - Recovery, Bariatric; Tier 3: 02.B.200; Tier 4: Medium Acuity Monitoring - Transport Monitor - IntelliVue X3 (Philips FAST SpO₂), WIFI
CHECKLIST 1 - MX Monitors and X3's | checklist |  |  | Tier 2: Patient Bay - Recovery, Bariatric; Tier 3: 02.B.208; Tier 4: Medium Acuity Monitoring - Host Patient Monitor - IntelliVue MX500
CHECKLIST 1 - MX Monitors and X3's | checklist |  |  | Tier 2: Patient Bay - Recovery, Bariatric; Tier 3: 02.B.208; Tier 4: Medium Acuity Monitoring - Transport Monitor - IntelliVue X3 (Philips FAST SpO₂), WIFI
CHECKLIST 1 - MX Monitors and X3's | checklist |  |  | Tier 2: Patient Bay - Recovery, Stage 2, 9m2; Tier 3: 02.B.068; Tier 4: Medium Acuity Monitoring - Host Patient Monitor - IntelliVue MX500
CHECKLIST 1 - MX Monitors and X3's | checklist |  |  | Tier 2: Patient Bay - Recovery, Stage 2, 9m2; Tier 3: 02.B.068; Tier 4: Medium Acuity Monitoring - Transport Monitor - IntelliVue X3 (Philips FAST SpO₂), WIFI
CHECKLIST 1 - MX Monitors and X3's | checklist |  |  | Tier 2: Patient Bay - Recovery, Stage 2, 9m2; Tier 3: 02.B.070; Tier 4: Medium Acuity Monitoring - Host Patient Monitor - IntelliVue MX500
CHECKLIST 1 - MX Monitors and X3's | checklist |  |  | Tier 2: Patient Bay - Recovery, Stage 2, 9m2; Tier 3: 02.B.070; Tier 4: Medium Acuity Monitoring - Transport Monitor - IntelliVue X3 (Philips FAST SpO₂), WIFI
CHECKLIST 1 - MX Monitors and X3's | checklist |  |  | Tier 2: Patient Bay - Recovery, Stage 2, 9m2; Tier 3: 02.B.071; Tier 4: Medium Acuity Monitoring - Host Patient Monitor - IntelliVue MX500
CHECKLIST 1 - MX Monitors and X3's | checklist |  |  | Tier 2: Patient Bay - Recovery, Stage 2, 9m2; Tier 3: 02.B.071; Tier 4: Medium Acuity Monitoring - Transport Monitor - IntelliVue X3 (Philips FAST SpO₂), WIFI
CHECKLIST 1 - MX Monitors and X3's | checklist |  |  | Tier 2: Patient Bay - Recovery, Stage 2, 9m2; Tier 3: 02.B.072; Tier 4: Medium Acuity Monitoring - Host Patient Monitor - IntelliVue MX500
CHECKLIST 1 - MX Monitors and X3's | checklist |  |  | Tier 2: Patient Bay - Recovery, Stage 2, 9m2; Tier 3: 02.B.072; Tier 4: Medium Acuity Monitoring - Transport Monitor - IntelliVue X3 (Philips FAST SpO₂), WIFI
CHECKLIST 1 - MX Monitors and X3's | checklist |  |  | Tier 2: Patient Bay - Recovery, Stage 2, 9m2; Tier 3: 02.B.073; Tier 4: Medium Acuity Monitoring - Host Patient Monitor - IntelliVue MX500
CHECKLIST 1 - MX Monitors and X3's | checklist |  |  | Tier 2: Patient Bay - Recovery, Stage 2, 9m2; Tier 3: 02.B.073; Tier 4: Medium Acuity Monitoring - Transport Monitor - IntelliVue X3 (Philips FAST SpO₂), WIFI
CHECKLIST 1 - MX Monitors and X3's | checklist |  |  | Tier 2: Patient Bay - Recovery, Stage 2, 9m2; Tier 3: 02.B.074; Tier 4: Medium Acuity Monitoring - Host Patient Monitor - IntelliVue MX500
CHECKLIST 1 - MX Monitors and X3's | checklist |  |  | Tier 2: Patient Bay - Recovery, Stage 2, 9m2; Tier 3: 02.B.074; Tier 4: Medium Acuity Monitoring - Transport Monitor - IntelliVue X3 (Philips FAST SpO₂), WIFI
CHECKLIST 1 - MX Monitors and X3's | checklist |  |  | Tier 2: Patient Bay - Recovery, Stage 2, 9m2; Tier 3: 02.B.076; Tier 4: Medium Acuity Monitoring - Host Patient Monitor - IntelliVue MX500
CHECKLIST 1 - MX Monitors and X3's | checklist |  |  | Tier 2: Patient Bay - Recovery, Stage 2, 9m2; Tier 3: 02.B.076; Tier 4: Medium Acuity Monitoring - Transport Monitor - IntelliVue X3 (Philips FAST SpO₂), WIFI
CHECKLIST 1 - MX Monitors and X3's | checklist |  |  | Tier 2: Patient Bay - Recovery, Stage 2, 9m2; Tier 3: 02.B.077; Tier 4: Medium Acuity Monitoring - Host Patient Monitor - IntelliVue MX500
CHECKLIST 1 - MX Monitors and X3's | checklist |  |  | Tier 2: Patient Bay - Recovery, Stage 2, 9m2; Tier 3: 02.B.077; Tier 4: Medium Acuity Monitoring - Transport Monitor - IntelliVue X3 (Philips FAST SpO₂), WIFI
CHECKLIST 1 - MX Monitors and X3's | checklist |  |  | Tier 2: Patient Bay - Recovery, Stage 2, 9m2; Tier 3: 02.B.078; Tier 4: Medium Acuity Monitoring - Host Patient Monitor - IntelliVue MX500
CHECKLIST 1 - MX Monitors and X3's | checklist |  |  | Tier 2: Patient Bay - Recovery, Stage 2, 9m2; Tier 3: 02.B.078; Tier 4: Medium Acuity Monitoring - Transport Monitor - IntelliVue X3 (Philips FAST SpO₂), WIFI
CHECKLIST 1 - MX Monitors and X3's | checklist |  |  | Tier 2: Patient Bay - Recovery, Stage 2, 9m2; Tier 3: 02.B.079; Tier 4: Medium Acuity Monitoring - Host Patient Monitor - IntelliVue MX500
CHECKLIST 1 - MX Monitors and X3's | checklist |  |  | Tier 2: Patient Bay - Recovery, Stage 2, 9m2; Tier 3: 02.B.079; Tier 4: Medium Acuity Monitoring - Transport Monitor - IntelliVue X3 (Philips FAST SpO₂), WIFI
CHECKLIST 1 - MX Monitors and X3's | checklist |  |  | Tier 2: Patient Bay - Recovery, Stage 2, 9m2; Tier 3: 02.B.080; Tier 4: Medium Acuity Monitoring - Host Patient Monitor - IntelliVue MX500
CHECKLIST 1 - MX Monitors and X3's | checklist |  |  | Tier 2: Patient Bay - Recovery, Stage 2, 9m2; Tier 3: 02.B.080; Tier 4: Medium Acuity Monitoring - Transport Monitor - IntelliVue X3 (Philips FAST SpO₂), WIFI
CHECKLIST 1 - MX Monitors and X3's | checklist |  |  | Tier 2: Patient Bay - Recovery, Stage 2, 9m2; Tier 3: 02.B.081; Tier 4: Medium Acuity Monitoring - Host Patient Monitor - IntelliVue MX500
CHECKLIST 1 - MX Monitors and X3's | checklist |  |  | Tier 2: Patient Bay - Recovery, Stage 2, 9m2; Tier 3: 02.B.081; Tier 4: Medium Acuity Monitoring - Transport Monitor - IntelliVue X3 (Philips FAST SpO₂), WIFI
CHECKLIST 1 - MX Monitors and X3's | checklist |  |  | Tier 2: Patient Bay - Recovery, Stage 2, 9m2; Tier 3: 02.B.082; Tier 4: Medium Acuity Monitoring - Host Patient Monitor - IntelliVue MX500
CHECKLIST 1 - MX Monitors and X3's | checklist |  |  | Tier 2: Patient Bay - Recovery, Stage 2, 9m2; Tier 3: 02.B.082; Tier 4: Medium Acuity Monitoring - Transport Monitor - IntelliVue X3 (Philips FAST SpO₂), WIFI
CHECKLIST 1 - MX Monitors and X3's | checklist |  |  | Tier 2: Patient Bay - Recovery, Stage 2, 9m2; Tier 3: 02.B.084; Tier 4: Medium Acuity Monitoring - Host Patient Monitor - IntelliVue MX500
CHECKLIST 1 - MX Monitors and X3's | checklist |  |  | Tier 2: Patient Bay - Recovery, Stage 2, 9m2; Tier 3: 02.B.084; Tier 4: Medium Acuity Monitoring - Transport Monitor - IntelliVue X3 (Philips FAST SpO₂), WIFI
CHECKLIST 1 - MX Monitors and X3's | checklist |  |  | Tier 2: Patient Bay - Recovery, Stage 2, 9m2; Tier 3: 02.B.085; Tier 4: Medium Acuity Monitoring - Host Patient Monitor - IntelliVue MX500
CHECKLIST 1 - MX Monitors and X3's | checklist |  |  | Tier 2: Patient Bay - Recovery, Stage 2, 9m2; Tier 3: 02.B.085; Tier 4: Medium Acuity Monitoring - Transport Monitor - IntelliVue X3 (Philips FAST SpO₂), WIFI
CHECKLIST 1 - MX Monitors and X3's | checklist |  |  | Tier 2: Patient Bay - Recovery, Stage 2, 9m2; Tier 3: 02.B.086; Tier 4: Medium Acuity Monitoring - Host Patient Monitor - IntelliVue MX500
CHECKLIST 1 - MX Monitors and X3's | checklist |  |  | Tier 2: Patient Bay - Recovery, Stage 2, 9m2; Tier 3: 02.B.086; Tier 4: Medium Acuity Monitoring - Transport Monitor - IntelliVue X3 (Philips FAST SpO₂), WIFI
CHECKLIST 1 - MX Monitors and X3's | checklist |  |  | Tier 2: Patient Bay - Recovery, Stage 2, 9m2; Tier 3: 02.B.102; Tier 4: Medium Acuity Monitoring - Host Patient Monitor - IntelliVue MX500
CHECKLIST 1 - MX Monitors and X3's | checklist |  |  | Tier 2: Patient Bay - Recovery, Stage 2, 9m2; Tier 3: 02.B.102; Tier 4: Medium Acuity Monitoring - Transport Monitor - IntelliVue X3 (Philips FAST SpO₂), WIFI
CHECKLIST 1 - MX Monitors and X3's | checklist |  |  | Tier 2: Patient Bay - Recovery, Stage 2, 9m2; Tier 3: 02.B.103; Tier 4: Medium Acuity Monitoring - Host Patient Monitor - IntelliVue MX500
CHECKLIST 1 - MX Monitors and X3's | checklist |  |  | Tier 2: Patient Bay - Recovery, Stage 2, 9m2; Tier 3: 02.B.103; Tier 4: Medium Acuity Monitoring - Transport Monitor - IntelliVue X3 (Philips FAST SpO₂), WIFI
CHECKLIST 1 - MX Monitors and X3's | checklist |  |  | Tier 2: Patient Bay - Recovery, Stage 2, 9m2; Tier 3: 02.B.104; Tier 4: Medium Acuity Monitoring - Host Patient Monitor - IntelliVue MX500
CHECKLIST 1 - MX Monitors and X3's | checklist |  |  | Tier 2: Patient Bay - Recovery, Stage 2, 9m2; Tier 3: 02.B.104; Tier 4: Medium Acuity Monitoring - Transport Monitor - IntelliVue X3 (Philips FAST SpO₂), WIFI
CHECKLIST 1 - MX Monitors and X3's | checklist |  |  | Tier 2: Patient Bay - Recovery, Stage 2, 9m2; Tier 3: 02.B.108; Tier 4: Medium Acuity Monitoring - Host Patient Monitor - IntelliVue MX500
CHECKLIST 1 - MX Monitors and X3's | checklist |  |  | Tier 2: Patient Bay - Recovery, Stage 2, 9m2; Tier 3: 02.B.108; Tier 4: Medium Acuity Monitoring - Transport Monitor - IntelliVue X3 (Philips FAST SpO₂), WIFI
CHECKLIST 1 - MX Monitors and X3's | checklist |  |  | Tier 2: Patient Bay - Recovery, Stage 2, 9m2; Tier 3: 02.B.109; Tier 4: Medium Acuity Monitoring - Host Patient Monitor - IntelliVue MX500
CHECKLIST 1 - MX Monitors and X3's | checklist |  |  | Tier 2: Patient Bay - Recovery, Stage 2, 9m2; Tier 3: 02.B.109; Tier 4: Medium Acuity Monitoring - Transport Monitor - IntelliVue X3 (Philips FAST SpO₂), WIFI
CHECKLIST 1 - MX Monitors and X3's | checklist |  |  | Tier 2: Patient Bay - Recovery, Stage 2, 9m2; Tier 3: 02.B.110; Tier 4: Medium Acuity Monitoring - Host Patient Monitor - IntelliVue MX500
CHECKLIST 1 - MX Monitors and X3's | checklist |  |  | Tier 2: Patient Bay - Recovery, Stage 2, 9m2; Tier 3: 02.B.110; Tier 4: Medium Acuity Monitoring - Transport Monitor - IntelliVue X3 (Philips FAST SpO₂), WIFI
CHECKLIST 2 - Slave Screens & Central Monitoring | checklist |  |  | Tier 2: Staff Station; Tier 3: 02.B.107; Tier 4: Central Station Monitoring - Central Station - Surveillance - PIC iX PC Tower - Surveillance
CHECKLIST 2 - Slave Screens & Central Monitoring | checklist |  |  | Tier 2: Staff Station; Tier 3: 02.B.183; Tier 4: Central Station Monitoring - Central Station - Surveillance - PIC iX PC Tower - Surveillance
CHECKLIST 2 - Slave Screens & Central Monitoring | checklist |  |  | Tier 2: Staff Station; Tier 3: 02.B.183; Tier 4: Central Station Monitoring - MONITOR: CENTRAL STATION - DISPLAY, DESK - 24" Touch LCD Display
CHECKLIST 2 - Slave Screens & Central Monitoring | checklist |  |  | Tier 2: Staff Station, Control Hub; Tier 3: 02.B.061; Tier 4: Central Station Monitoring - Central Station - Slave Display - Video Over Cat 6 Solution
CHECKLIST 1 - MX Monitors and X3's | checklist |  |  | Tier 2: Store - Equipment Major; Tier 3: 02.B.302; Tier 4: Medium Acuity Monitoring - MONITOR: MEDIUM ACUITY - Transport - IntelliVue X3 (Philips FAST SpO₂), WIFI
CHECKLIST 1 - MX Monitors and X3's | checklist |  |  | Tier 2: Store - Equipment Major; Tier 3: 02.B.302; Tier 4: Medium Acuity Monitoring - Parameter Module, CO₂ - IntelliVue Microstream CO₂ Extension
| step |  |  | Tier 1: SHARED SPACES IPU
CHECKLIST 1 - MX Monitors and X3's | checklist |  |  | Tier 2: Procedure Room; Tier 3: 08.B.166; Tier 4: Medium Acuity Monitoring - Host Patient Monitor - IntelliVue MX500
CHECKLIST 1 - MX Monitors and X3's | checklist |  |  | Tier 2: Procedure Room; Tier 3: 09.B.165; Tier 4: Medium Acuity Monitoring - Host Patient Monitor - IntelliVue MX500
CHECKLIST 1 - MX Monitors and X3's | checklist |  |  | Tier 2: Procedure Room; Tier 3: 10.B.165; Tier 4: Medium Acuity Monitoring - Host Patient Monitor - IntelliVue MX500
CHECKLIST 1 - MX Monitors and X3's | checklist |  |  | Tier 2: Procedure Room; Tier 3: 08.B.166; Tier 4: Medium Acuity Monitoring - Transport Monitor - IntelliVue X3 (Philips FAST SpO₂), WIFI
CHECKLIST 1 - MX Monitors and X3's | checklist |  |  | Tier 2: Procedure Room; Tier 3: 09.B.165; Tier 4: Medium Acuity Monitoring - Transport Monitor - IntelliVue X3 (Philips FAST SpO₂), WIFI
CHECKLIST 1 - MX Monitors and X3's | checklist |  |  | Tier 2: Procedure Room; Tier 3: 10.B.165; Tier 4: Medium Acuity Monitoring - Transport Monitor - IntelliVue X3 (Philips FAST SpO₂), WIFI
| step |  |  | Tier 1: TRANSIT LOUNGE
CHECKLIST 1 - MX Monitors and X3's | checklist |  |  | Tier 2: Patient Bay - Enclosed; Tier 3: LG.B.445; Tier 4: Medium Acuity Monitoring - Host Patient Monitor - IntelliVue MX450
CHECKLIST 1 - MX Monitors and X3's | checklist |  |  | Tier 2: Patient Bay - Enclosed; Tier 3: LG.B.445; Tier 4: Medium Acuity Monitoring - Transport Monitor - IntelliVue X3 (Philips FAST SpO₂), WIFI
CHECKLIST 1 - MX Monitors and X3's | checklist |  |  | Tier 2: Patient Bay - Enclosed; Tier 3: LG.B.446; Tier 4: Medium Acuity Monitoring - Host Patient Monitor - IntelliVue MX450
CHECKLIST 1 - MX Monitors and X3's | checklist |  |  | Tier 2: Patient Bay - Enclosed; Tier 3: LG.B.446; Tier 4: Medium Acuity Monitoring - Transport Monitor - IntelliVue X3 (Philips FAST SpO₂), WIFI
| step |  |  | Tier 1: Patient Network Design
| step |  |  | Tier 1: Enterprise Link
| step |  |  | Tier 1: Network Requirments
| step |  |  | Tier 1: Project Costs
| step |  |  | Tier 1: Additional Clinical Education
| step |  |  | Tier 1: Technical Training
| step |  |  | Tier 1: Project Management
| step |  |  | Tier 1: Intellibridge Enterprise
| step |  |  | Tier 1: Transfer Costs