## Future Works
Future Maintenance Works
Period: Oct 01, 2023 to Nov 30, 2023
Location: All
Category: (7.0) Hydraulic Services
Oct, 2023 |  | Su | M | T | W | Th | F | Sa | Su | M | T | W | Th | F | Sa | Su | M | T | W | Th | F | Sa | Su | M | T | W | Th | F | Sa | Su | M | T
|  | 1 | 2 | 3 | 4 | 5 | 6 | 7 | 8 | 9 | 10 | 11 | 12 | 13 | 14 | 15 | 16 | 17 | 18 | 19 | 20 | 21 | 22 | 23 | 24 | 25 | 26 | 27 | 28 | 29 | 30 | 31
Back flow Prevention Device | 1-y
Cooling Pit | 1-m
Domestic Hot Water Systems | 6-m
Enware Water Supply Management System: Thermostatic Mixing Valves | 1-y
Grease Interceptor Trap | 1-m
Hot/Chilled Water Units | 1-y
Jeavons OPSO Valve | 1-y
Macerator | 3-m
Pietro Fiorentini OPSO Valve | 1-y
Refection Pond pool pump | 6-m
Sewer & Ground Water Pump Stations | 3-m
Stiebel Eltron Water Heater | 1-y
Thermostatic Mixing Valve | 1-y
Water Storage Tanks for Fire Protection Systems | 1-m
Water Storage Tanks for Fire Protection Systems | 6-m
Water Storage Tanks for Fire Protection Systems | 12-m
Nov, 2023 |  | W | Th | F | Sa | Su | M | T | W | Th | F | Sa | Su | M | T | W | Th | F | Sa | Su | M | T | W | Th | F | Sa | Su | M | T | W | Th
|  | 1 | 2 | 3 | 4 | 5 | 6 | 7 | 8 | 9 | 10 | 11 | 12 | 13 | 14 | 15 | 16 | 17 | 18 | 19 | 20 | 21 | 22 | 23 | 24 | 25 | 26 | 27 | 28 | 29 | 30
Cooling Pit | 1-m
Fox Diversion Valves | 3-m
Grease Interceptor Trap | 1-m
Water Storage Tanks for Fire Protection Systems | 1-m

## Assets
Schedule Name | Routine | Asset ID | Parent Asset Id | Site Code | Site Name | Precinct Code | Precinct Name | Building Code | Building Name | Level Code | Level Name | Functional Area Code | Functional Area Name | Discipline Code | Discipline Name | Part Number | Asset Code | Barcode | Description | Service Code | Service Name | Subservice Code | Subservice Name | Make | Model | Serial Number | Supplier | Quantity | Retail Price $ | Install Date | Base Design Life | Replacement Due | Warranty (Y/N) Code | Warranty (Y/N) Name | Wty Expiry Date | Update Date | Updated Team | Updated User
Jeavons OPSO Valve | 1-y | #AST71 |  | CRPP | CRPP | PR1 | 1 | ES | External Stores | GR | Ground | ES-041 | Plant Room | HYD | Hydraulics | 1 | CRPP-1-ES-G-HYD-16 | 013982 | OPSO valve arrangement - NG (50mm) 70 - 7kpa | 7.0 | Hydraulic Services | 6.0 | Gas Reticulation Generally | Jeavons | J0154S10-12015060 | 202033159273 | Systems Control Engineering | 1 |  |  |  |  | N | No | 2023-04-01 | 2022-09-05 | CDC Plumbing & Drainage | Kira Jackson
Jeavons OPSO Valve | 1-y | #AST241 |  | CRPP | CRPP | PR1 | 1 | MA01-ALKARA 1 | Main Accommodation 01 (Alkara 1) | GR | Ground | MA01-007 | Plant Stair 1 | HYD | Hydraulics | 1 | CRPP-1-MA1-G-HYD-40 | 013138 | OPSO valve arrangement - NG (50mm) 70-7kpa | 7.0 | Hydraulic Services | 6.0 | Gas Reticulation Generally | Jeavons | J0154S10-12015060 | 202031340809 | Systems Control Engineering | 1 |  |  |  |  | N | No | 2023-04-01 | 2022-09-05 | CDC Plumbing & Drainage | Kira Jackson
Jeavons OPSO Valve | 1-y | #AST324 |  | CRPP | CRPP | PR1 | 1 | MA16-HAILAR 2 | Main Accommodation 16 (Hailar 2) | GR | Ground | MA16-007 | Plant Stair 1 | HYD | Hydraulics | 1 | CRPP-1-MA16-G-HYD-40 | 013367 | OPSO valve arrangement - NG (50mm) 70-7kpa | 7.0 | Hydraulic Services | 6.0 | Gas Reticulation Generally | Jeavons | J0154S10-12015060 | 202031340756 | Systems Control Engineering | 1 |  |  |  |  | N | No | 2023-04-01 | 2022-09-05 | CDC Plumbing & Drainage | Kira Jackson
Jeavons OPSO Valve | 1-y | #AST407 |  | CRPP | CRPP | PR1 | 1 | MA02-ALKARA 2 | Main Accommodation 02 (Alkara 2) | GR | Ground | MA02-007 | Plant Stair 1 | HYD | Hydraulics | 1 | CRPP-1-MA2-G-HYD-40 | 013276 | OPSO valve arrangement - NG (50mm) 70-7kpa | 7.0 | Hydraulic Services | 6.0 | Gas Reticulation Generally | Jeavons | J0154S10-12015060 | 202033727530 | Systems Control Engineering | 1 |  |  |  |  | N | No | 2023-04-01 | 2022-09-05 | CDC Plumbing & Drainage | Kira Jackson
Jeavons OPSO Valve | 1-y | #AST490 |  | CRPP | CRPP | PR1 | 1 | MA15-HAILAR 1 | Main Accommodation 15 (Hailar 1) | GR | Ground | MA15-007 | Plant Stair 1 | HYD | Hydraulics | 1 | CRPP-1-MA15-G-HYD-40 | 013471 | OPSO valve arrangement - NG (50mm) 70-7kpa | 7.0 | Hydraulic Services | 6.0 | Gas Reticulation Generally | Jeavons | J0154S10-12015060 | 202033727534 | Systems Control Engineering | 1 |  |  |  |  | N | No | 2023-04-01 | 2022-09-05 | CDC Plumbing & Drainage | Kira Jackson
Jeavons OPSO Valve | 1-y | #AST677 |  | CRPP | CRPP | PR1 | 1 | MA03-BENNETTI 1 | Main Accommodation 03 (Bennetti 1) | GR | Ground | MA03-007 | Plant Stair 1 | HYD | Hydraulics | 1 | CRPP-1-MA3-G-HYD-40 | 013828 | OPSO valve arrangement - NG (50mm) 70-7kpa | 7.0 | Hydraulic Services | 6.0 | Gas Reticulation Generally | Jeavons | J0154S10-12015060 | 202031340798 | Systems Control Engineering | 1 |  |  |  |  | N | No | 2023-04-01 | 2022-09-05 | CDC Plumbing & Drainage | Kira Jackson
Jeavons OPSO Valve | 1-y | #AST835 |  | CRPP | CRPP | PR1 | 1 | MA04-BENNETTI 2 | Main Accommodation 04 (Bennetti 2) | GR | Ground | MA04-007 | Plant Stair 1 | HYD | Hydraulics | 1 | CRPP-1-MA4-G-HYD-40 | 013910 | OPSO valve arrangement - NG (50mm) 70-7kpa | 7.0 | Hydraulic Services | 6.0 | Gas Reticulation Generally | Jeavons | J0154S10-12015060 | 202033727529 | Systems Control Engineering | 1 |  |  |  |  | N | No | 2023-04-01 | 2022-09-05 | CDC Plumbing & Drainage | Kira Jackson
Jeavons OPSO Valve | 1-y | #AST918 |  | CRPP | CRPP | PR1 | 1 | MA05-CETI 1 | Main Accommodation 05 (Ceti 1) | GR | Ground | MA05-007 | Plant Stair 1 | HYD | Hydraulics | 1 | CRPP-1-MA05-G-HYD-40 | 014215 | OPSO valve arrangement - NG (50mm) 70-7kpa | 7.0 | Hydraulic Services | 6.0 | Gas Reticulation Generally | Jeavons | J0154S10-12015060 | 202033727528 | Systems Control Engineering | 1 |  |  |  |  | N | No | 2023-04-01 | 2022-09-05 | CDC Plumbing & Drainage | Kira Jackson
Jeavons OPSO Valve | 1-y | #AST1001 |  | CRPP | CRPP | PR1 | 1 | MA06-CETI 2 | Main Accommodation 06 (Ceti 2) | GR | Ground | MA06-007 | Plant Stair 1 | HYD | Hydraulics | 1 | CRPP-1-MA06-G-HYD-40 | 014360 | OPSO valve arrangement - NG (50mm) 70-7kpa | 7.0 | Hydraulic Services | 6.0 | Gas Reticulation Generally | Jeavons | J0154S10-12015060 | 202031340800 | Systems Control Engineering | 1 |  |  |  |  | N | No | 2023-04-01 | 2022-09-05 | CDC Plumbing & Drainage | Kira Jackson
Jeavons OPSO Valve | 1-y | #AST1084 |  | CRPP | CRPP | PR1 | 1 | MA07-DUNCAN 1 | Main Accommodation 07 (Duncan 1) | GR | Ground | MA07-007 | Plant Stair 1 | HYD | Hydraulics | 1 | CRPP-1-MA07-G-HYD-40 | 014441 | OPSO valve arrangement - NG (50mm) 70-7kpa | 7.0 | Hydraulic Services | 6.0 | Gas Reticulation Generally | Jeavons | J0154S10-12015060 | 202033227521 | Systems Control Engineering | 1 |  |  |  |  | N | No | 2023-04-01 | 2022-09-05 | CDC Plumbing & Drainage | Kira Jackson
Jeavons OPSO Valve | 1-y | #AST1167 |  | CRPP | CRPP | PR1 | 1 | MA08-DUNCAN 2 | Main Accommodation 08 (Duncan 2) | GR | Ground | MA08-007 | Plant Stair 1 | HYD | Hydraulics | 1 | CRPP-1-MA08-G-HYD-40 | 014544 | OPSO valve arrangement - NG (50mm) 70-7kpa | 7.0 | Hydraulic Services | 6.0 | Gas Reticulation Generally | Jeavons | J0154S10-12015060 | 202031340799 | Systems Control Engineering | 1 |  |  |  |  | N | No | 2023-04-01 | 2022-09-05 | CDC Plumbing & Drainage | Kira Jackson
Jeavons OPSO Valve | 1-y | #AST1250 |  | CRPP | CRPP | PR1 | 1 | MA09-EASTLAKES 1 | Main Accommodation 09 (Eastlakes 1) | GR | Ground | MA09-007 | Plant Stair 1 | HYD | Hydraulics | 1 | CRPP-1-MA09-G-HYD-40 | 014711 | OPSO valve arrangement - NG (50mm) 70-7kpa | 7.0 | Hydraulic Services | 6.0 | Gas Reticulation Generally | Jeavons | J0154S10-12015060 | 202033727538 | Systems Control Engineering | 1 |  |  |  |  | N | No | 2023-04-01 | 2022-09-05 | CDC Plumbing & Drainage | Kira Jackson
Jeavons OPSO Valve | 1-y | #AST1333 |  | CRPP | CRPP | PR1 | 1 | MA10-EASTLAKES 2 | Main Accommodation 10 (Eastlakes 2) | GR | Ground | MA10-007 | Plant Stair 1 | HYD | Hydraulics | 1 | CRPP-1-MA10-G-HYD-40 | 014639 | OPSO valve arrangement - NG (50mm) 70-7kpa | 7.0 | Hydraulic Services | 6.0 | Gas Reticulation Generally | Jeavons | J0154S10-12015060 | 202031340808 | Systems Control Engineering | 1 |  |  |  |  | N | No | 2023-04-01 | 2022-09-05 | CDC Plumbing & Drainage | Kira Jackson
Jeavons OPSO Valve | 1-y | #AST1416 |  | CRPP | CRPP | PR1 | 1 | MA11-FRANCO 1 | Main Accommodation 11 (Franco 1) | GR | Ground | MA11-007 | Plant Stair 1 | HYD | Hydraulics | 1 | CRPP-1-MA11-G-HYD-40 | 014821 | OPSO valve arrangement - NG (50mm) 70-7kpa | 7.0 | Hydraulic Services | 6.0 | Gas Reticulation Generally | Jeavons | J0154S10-12015060 | 202033727533 | Systems Control Engineering | 1 |  |  |  |  | N | No | 2023-04-01 | 2022-09-05 | CDC Plumbing & Drainage | Kira Jackson
Jeavons OPSO Valve | 1-y | #AST1499 |  | CRPP | CRPP | PR1 | 1 | MA12-FRANCO 2 | Main Accommodation 12 (Franco 2) | GR | Ground | MA12-007 | Plant Stair 1 | HYD | Hydraulics | 1 | CRPP-1-MA12-G-HYD-40 | 014160 | OPSO valve arrangement - NG (50mm) 70-7kpa | 7.0 | Hydraulic Services | 6.0 | Gas Reticulation Generally | Jeavons | J0154S10-12015060 | 202033727520 | Systems Control Engineering | 1 |  |  |  |  | N | No | 2023-04-01 | 2022-09-05 | CDC Plumbing & Drainage | Kira Jackson
Jeavons OPSO Valve | 1-y | #AST1582 |  | CRPP | CRPP | PR1 | 1 | MA13-GALVIN 1 | Main Accommodation 13 (Galvin 1) | GR | Ground | MA13-007 | Plant Stair 1 | HYD | Hydraulics | 1 | CRPP-1-MA13-G-HYD-40 | 013718 | OPSO valve arrangement - NG (50mm) 70-7kpa | 7.0 | Hydraulic Services | 6.0 | Gas Reticulation Generally | Jeavons | J0154S10-12015060 | 202033727536 | Systems Control Engineering | 1 |  |  |  |  | N | No | 2023-04-01 | 2022-09-05 | CDC Plumbing & Drainage | Kira Jackson
Jeavons OPSO Valve | 1-y | #AST1665 |  | CRPP | CRPP | PR1 | 1 | MA14-GALVIN 2 | Main Accommodation 14 (Galvin 2) | GR | Ground | MA14-007 | Plant Stair 1 | HYD | Hydraulics | 1 | CRPP-1-MA14-G-HYD-40 | 013564 | OPSO valve arrangement - NG (50mm) 70-7kpa | 7.0 | Hydraulic Services | 6.0 | Gas Reticulation Generally | Jeavons | J0154S10-12015060 | 202033727539 | Systems Control Engineering | 1 |  |  |  |  | N | No | 2023-04-01 | 2022-09-05 | CDC Plumbing & Drainage | Kira Jackson
Back flow Prevention Device | 1-y | #AST5 |  | CRPP | CRPP | PR1 | 1 | EN01 | Alkara Entry | GR | Ground | EN01-010 | Cleaners | HYD | Hydraulics | 1 | CRPP-1-EN01-G-HYD-02 | 013191 | 20mm RPZD in s/s enclosure w/glass viewing screen - DCW only | 7.0 | Hydraulic Services | 2.0 | Backflow Prevention Device | ZURN | Model 375 | B395875 | Reeces | 1 |  |  |  |  | N | No | 2023-04-01 | 2022-09-05 | CDC Plumbing & Drainage | Kira Jackson
Back flow Prevention Device | 1-y | #AST11 |  | CRPP | CRPP | PR1 | 1 | EN01 | Alkara Entry | GR | Ground | EN01-022 | Plant Room | HYD | Hydraulics | 1 | CRPP-1-EN01-G-HYD-09 | 013188 | Double check valve - Fire (32mm) | 7.0 | Hydraulic Services | 2.0 | Backflow Prevention Device | ZURN | Model 350 | B323528 | Benton's Plumbing Supplies | 1 |  |  |  |  | N | No | 2023-04-01 | 2022-09-05 | CDC Plumbing & Drainage | Kira Jackson
Back flow Prevention Device | 1-y | #AST40 |  | CRPP | CRPP | PR1 | 1 | CU | Central Utilities | GR | Ground | CU-005 | Hot Wtr Gen Plant | HYD | Hydraulics | 1 | CRPP-1-CU-G-HYD-03 | 013037 | Double check valve - Fire (32mm) | 7.0 | Hydraulic Services | 2.0 | Backflow Prevention Device | ZURN | Model 350 | B343099 | Benton's Plumbing Supplies | 1 |  |  |  |  | N | No | 2023-04-01 | 2022-09-05 | CDC Plumbing & Drainage | Kira Jackson
Back flow Prevention Device | 1-y | #AST41 |  | CRPP | CRPP | PR1 | 1 | CU | Central Utilities | GR | Ground | CU-005 | Hot Wtr Gen Plant | HYD | Hydraulics | 1 | CRPP-1-CU-G-HYD-04 | 013035 | 100mm RPZD | 7.0 | Hydraulic Services | 2.0 | Backflow Prevention Device | ZURN | Model 375 |  | Reeces | 1 |  |  |  |  | N | No | 2023-04-01 | 2022-09-05 | CDC Plumbing & Drainage | Kira Jackson
Back flow Prevention Device | 1-y | #AST42 |  | CRPP | CRPP | PR1 | 1 | EW | External Works | GR | Ground | 251 | 251 | HYD | Hydraulics | 1 | CRPP-1-EW-G-HYD-01 | 015508 | 150mm Double Check Valve testable - DCW fire service supply | 7.0 | Hydraulic Services | 2.0 | Backflow Prevention Device | ZURN | Model 375 |  | Reeces | 1 |  |  |  |  | N | No | 2023-04-01 | 2022-09-05 | CDC Plumbing & Drainage | Kira Jackson
Back flow Prevention Device | 1-y | #AST43 |  | CRPP | CRPP | PR1 | 1 | EW | External Works | GR | Ground | 251 | 251 | HYD | Hydraulics | 1 | CRPP-1-EW-G-HYD-02 | 015511 | 100mm RPZD - RCW backup supply | 7.0 | Hydraulic Services | 2.0 | Backflow Prevention Device | ZURN | Model 375 |  | Reeces | 1 |  |  |  |  | N | No | 2023-04-01 | 2022-09-05 | CDC Plumbing & Drainage | Kira Jackson
Back flow Prevention Device | 1-y | #AST55 |  | CRPP | CRPP | PR1 | 1 | ES | External Stores | GR | Ground | ES-022 | Cleaners | HYD | Hydraulics | 1 | CRPP-1-ES-G-HYD-01 | 013617 | 20mm RPZD in s/s enclosure w/glass viewing screen - DCW only | 7.0 | Hydraulic Services | 2.0 | Backflow Prevention Device | ZURN | Model 375 | B413623 | Reeces | 1 |  |  |  |  | N | No | 2023-04-01 | 2022-09-05 | CDC Plumbing & Drainage | Kira Jackson
Back flow Prevention Device | 1-y | #AST56 |  | CRPP | CRPP | PR1 | 1 | ES | External Stores | GR | Ground | ES-009 | Hardstand 1 | HYD | Hydraulics | 1 | CRPP-1-ES-G-HYD-02 | 013979 | 20mm RPZD - DCW only | 7.0 | Hydraulic Services | 2.0 | Backflow Prevention Device | ZURN | Model 375 | B383085 | Reeces | 1 |  |  |  |  | N | No | 2023-04-01 | 2022-09-05 | CDC Plumbing & Drainage | Kira Jackson
Back flow Prevention Device | 1-y | #AST60 |  | CRPP | CRPP | PR1 | 1 | ES | External Stores | GR | Ground | ES-030 | Chemical Decanting | HYD | Hydraulics | 1 | CRPP-1-ES-G-HYD-06 | 013621 | 20mm RPZD in s/s enclosure w/glass viewing screen - DCW and DHW | 7.0 | Hydraulic Services | 2.0 | Backflow Prevention Device | ZURN | Model 375 | B370123 | Reeces | 1 |  |  |  |  | N | No | 2023-04-01 | 2022-09-05 | CDC Plumbing & Drainage | Kira Jackson
Back flow Prevention Device | 1-y | #AST61 |  | CRPP | CRPP | PR1 | 1 | ES | External Stores | GR | Ground | ES-033 | Environmental Crew Vehicle Compound | HYD | Hydraulics | 1 | CRPP-1-ES-G-HYD-07 | 013980 | 25mm RPZD | 7.0 | Hydraulic Services | 2.0 | Backflow Prevention Device | ZURN | Model 375 |  | Reeces | 1 |  |  |  |  | N | No | 2023-04-01 | 2022-09-05 | CDC Plumbing & Drainage | Kira Jackson
Back flow Prevention Device | 1-y | #AST64 |  | CRPP | CRPP | PR1 | 1 | ES | External Stores | GR | Ground | ES-041 | Plant Room | HYD | Hydraulics | 1 | CRPP-1-ES-G-HYD-10 | 013609 | Double check valve - Fire (32mm) | 7.0 | Hydraulic Services | 2.0 | Backflow Prevention Device | ZURN | Model 350 | B236698 | Benton's Plumbing Supplies | 1 |  |  |  |  | N | No | 2023-04-01 | 2022-09-05 | CDC Plumbing & Drainage | Kira Jackson
Back flow Prevention Device | 1-y | #AST79 |  | CRPP | CRPP | PR1 | 1 | GH | Gatehouse | GR | Ground | GH-032 | Cleaners 1 | HYD | Hydraulics | 1 | CRPP-1-GH-G-HYD-04 | 013601 | 20mm RPZD in s/s enclosure w/glass viewing screen - DCW only | 7.0 | Hydraulic Services | 2.0 | Backflow Prevention Device | ZURN | Model 375 | B396123 | Reeces | 1 |  |  |  |  | N | No | 2023-04-01 | 2022-09-05 | CDC Plumbing & Drainage | Kira Jackson
Back flow Prevention Device | 1-y | #AST84 |  | CRPP | CRPP | PR1 | 1 | GH | Gatehouse | GR | Ground | GH-045 | Shaft 1 | HYD | Hydraulics | 1 | CRPP-1-GH-G-HYD-09 | 013606 | Double Check Valve - TRW (irrigation) 40mm | 7.0 | Hydraulic Services | 2.0 | Backflow Prevention Device | ZURN | Model 350 | B316685 | Benton's Plumbing Supplies | 1 |  |  |  |  | N | No | 2023-04-01 | 2022-09-05 | CDC Plumbing & Drainage | Kira Jackson
Back flow Prevention Device | 1-y | #AST89 |  | CRPP | CRPP | PR1 | 1 | GH | Gatehouse | L1 | Level 01 | GH-208 | Ahu Plant | HYD | Hydraulics | 1 | CRPP-1-GH-L1-HYD-01 | 013597 | 20mm RPZD - non potable cold water | 7.0 | Hydraulic Services | 2.0 | Backflow Prevention Device | ZURN | Model 375 | B415843 | Reeces | 1 |  |  |  |  | N | No | 2023-04-01 | 2022-09-05 | CDC Plumbing & Drainage | Kira Jackson
Back flow Prevention Device | 1-y | #AST92 |  | CRPP | CRPP | PR1 | 1 | GH | Gatehouse | GR | Ground | GH-108 | Cleaners 2 | HYD | Hydraulics | 1 | CRPP-1-GH-G-HYD-14 | 013588 | 20mm RPZD in s/s enclosure w/glass viewing screen - DCW only | 7.0 | Hydraulic Services | 2.0 | Backflow Prevention Device | ZURN | Model 375 | B395888 | Reeces | 1 |  |  |  |  | N | No | 2023-04-01 | 2022-09-05 | CDC Plumbing & Drainage | Kira Jackson
Back flow Prevention Device | 1-y | #AST98 |  | CRPP | CRPP | PR1 | 1 | EW | External Works | GR | Ground | 257 | 257 | HYD | Hydraulics | 1 | CRPP-1-EW-G-HYD-15 | 013599 | 20mm RPZD - DCW only | 7.0 | Hydraulic Services | 2.0 | Backflow Prevention Device | ZURN | Model 375 |  | Reeces | 1 |  |  |  |  | N | No | 2023-04-01 | 2022-09-05 | CDC Plumbing & Drainage | Kira Jackson
Back flow Prevention Device | 1-y | #AST100 |  | CRPP | CRPP | PR1 | 1 | SS | State Services Building | GR | Ground | SS-006 | Plant | HYD | Hydraulics | 1 | CRPP-1-SS-G-HYD-02 | 013025 | Double check valve - Fire (40mm) | 7.0 | Hydraulic Services | 2.0 | Backflow Prevention Device | ZURN | Model 350 |  | Benton's Plumbing Supplies | 1 |  |  |  |  | N | No | 2023-04-01 | 2022-09-05 | CDC Plumbing & Drainage | Kira Jackson
Back flow Prevention Device | 1-y | #AST101 |  | CRPP | CRPP | PR1 | 1 | SS | State Services Building | GR | Ground | SS-006 | Plant | HYD | Hydraulics | 1 | CRPP-1-SS-G-HYD-03 | 013031 | 20mm RPZD - DCW only | 7.0 | Hydraulic Services | 2.0 | Backflow Prevention Device | ZURN | Model 375 |  | Reeces | 1 |  |  |  |  | N | No | 2023-04-01 | 2022-09-05 | CDC Plumbing & Drainage | Kira Jackson
Back flow Prevention Device | 1-y | #AST104 |  | CRPP | CRPP | PR1 | 1 | SS | State Services Building | GR | Ground | SS-007 | Cleaner | HYD | Hydraulics | 1 | CRPP-1-SS-G-HYD-06 | 013022 | 20mm RPZD in s/s enclosure w/glass viewing screen - DCW only | 7.0 | Hydraulic Services | 2.0 | Backflow Prevention Device | ZURN | Model 375 |  | Reeces | 1 |  |  |  |  | N | No | 2023-04-01 | 2022-09-05 | CDC Plumbing & Drainage | Kira Jackson
Back flow Prevention Device | 1-y | #AST108 |  | CRPP | CRPP | PR1 | 1 | SS | State Services Building | GR | Ground | SS-017 | Plant | HYD | Hydraulics | 1 | CRPP-1-SS-G-HYD-10 | 013017 | 20mm RPZD - DCW only | 7.0 | Hydraulic Services | 2.0 | Backflow Prevention Device | ZURN | Model 375 |  | Reeces | 1 |  |  |  |  | N | No | 2023-04-01 | 2022-09-05 | CDC Plumbing & Drainage | Kira Jackson
Back flow Prevention Device | 1-y | #AST110 |  | CRPP | CRPP | PR1 | 1 | SS | State Services Building | GR | Ground | SS-021 | Bin Store | HYD | Hydraulics | 1 | CRPP-1-SS-G-HYD-12 | 013014 | 20mm RPZD - DCW only | 7.0 | Hydraulic Services | 2.0 | Backflow Prevention Device | ZURN | Model 375 |  | Reeces | 1 |  |  |  |  | N | No | 2023-04-01 | 2022-09-05 | CDC Plumbing & Drainage | Kira Jackson
Back flow Prevention Device | 1-y | #AST112 |  | CRPP | CRPP | PR1 | 1 | SS | State Services Building | GR | Ground | SS-025 | Crac Chillers | HYD | Hydraulics | 1 | CRPP-1-SS-G-HYD-14 | 013016 | 20mm RPZD - DCW only | 7.0 | Hydraulic Services | 2.0 | Backflow Prevention Device | ZURN | Model 375 |  | Reeces | 1 |  |  |  |  | N | No | 2023-04-01 | 2022-09-05 | CDC Plumbing & Drainage | Kira Jackson
Back flow Prevention Device | 1-y | #AST113 |  | CRPP | CRPP | PR1 | 1 | SS | State Services Building | GR | Ground | SS-027 | Clnr | HYD | Hydraulics | 1 | CRPP-1-SS-G-HYD-15 | 013012 | 20mm RPZD in s/s enclosure w/glass viewing screen - DCW only | 7.0 | Hydraulic Services | 2.0 | Backflow Prevention Device | ZURN | Model 375 |  | Reeces | 1 |  |  |  |  | N | No | 2023-04-01 | 2022-09-05 | CDC Plumbing & Drainage | Kira Jackson
Back flow Prevention Device | 1-y | #AST114 |  | CRPP | CRPP | PR1 | 1 | SS | State Services Building | GR | Ground | SS-040 | Comms Room | HYD | Hydraulics | 1 | CRPP-1-SS-G-HYD-16 | 013019 | 20mm RPZD - DCW only | 7.0 | Hydraulic Services | 2.0 | Backflow Prevention Device | ZURN | Model 375 |  | Reeces | 1 |  |  |  |  | N | No | 2023-04-01 | 2022-09-05 | CDC Plumbing & Drainage | Kira Jackson
Back flow Prevention Device | 1-y | #AST117 |  | CRPP | CRPP | PR1 | 1 | SS | State Services Building | GR | Ground | SS-054 | Hydraulic Plant | HYD | Hydraulics | 1 | CRPP-1-SS-G-HYD-19 | 013033 | SPS 13 - 20mm RPZD - DCW Only | 7.0 | Hydraulic Services | 2.0 | Backflow Prevention Device | ZURN | Model 375 |  | Reeces | 1 |  |  |  |  | N | No | 2023-04-01 | 2022-09-05 | CDC Plumbing & Drainage | Kira Jackson
Back flow Prevention Device | 1-y | #AST130 |  | CRPP | CRPP | PR1 | 1 | SE | Security & Emergency Services Group Building | GR | Ground | SE-038 | Meters | HYD | Hydraulics | 1 | CRPP-1-SES-G-HYD-10 | 013642 | Double check valve - Fire (32mm) | 7.0 | Hydraulic Services | 2.0 | Backflow Prevention Device | ZURN | Model 350 | B227885 | Benton's Plumbing Supplies | 1 |  |  |  |  | N | No | 2023-04-01 | 2022-09-05 | CDC Plumbing & Drainage | Kira Jackson
Back flow Prevention Device | 1-y | #AST131 |  | CRPP | CRPP | PR1 | 1 | SE | Security & Emergency Services Group Building | GR | Ground | SE-033 | Cleaner | HYD | Hydraulics | 1 | CRPP-1-SES-G-HYD-11 | 013635 | 20mm RPZD in s/s enclosure w/glass viewing screen - DCW only | 7.0 | Hydraulic Services | 2.0 | Backflow Prevention Device | ZURN | Model 375 | B369778 | Reeces | 1 |  |  |  |  | N | No | 2023-04-01 | 2022-09-05 | CDC Plumbing & Drainage | Kira Jackson
Back flow Prevention Device | 1-y | #AST135 |  | CRPP | CRPP | PR1 | 1 | SE | Security & Emergency Services Group Building | GR | Ground | SE-078 | Plant | HYD | Hydraulics | 1 | CRPP-1-SES-G-HYD-15 | 013650 | 20mm RPZD - DCW only | 7.0 | Hydraulic Services | 2.0 | Backflow Prevention Device | ZURN | Model 375 | B395350 | Reeces | 1 |  |  |  |  | N | No | 2023-04-01 | 2022-09-05 | CDC Plumbing & Drainage | Kira Jackson
Back flow Prevention Device | 1-y | #AST148 |  | CRPP | CRPP | PR1 | 1 | VI | Visits | GR | Ground | VI-149 | Plant Room 3 | HYD | Hydraulics | 1 | CRPP-1-VI-G-HYD-18 | 013943 | Double check valve - Fire (32mm) | 7.0 | Hydraulic Services | 2.0 | Backflow Prevention Device | ZURN | Model 350 | B361333 | Benton's Plumbing Supplies | 1 |  |  |  |  | N | No | 2023-04-01 | 2022-09-05 | CDC Plumbing & Drainage | Kira Jackson
Back flow Prevention Device | 1-y | #AST153 |  | CRPP | CRPP | PR1 | 1 | VI | Visits | GR | Ground | VI-152 | Cleaners | HYD | Hydraulics | 1 | CRPP-1-VI-G-HYD-23 | 013939 | 20mm RPZD in s/s enclosure w/glass viewing screen - DCW only | 7.0 | Hydraulic Services | 2.0 | Backflow Prevention Device | ZURN | Model 375 | B413688 | Reeces | 1 |  |  |  |  | N | No | 2023-04-01 | 2022-09-05 | CDC Plumbing & Drainage | Kira Jackson
Back flow Prevention Device | 1-y | #AST159 |  | CRPP | CRPP | PR1 | 1 | EW | External Works | GR | Ground | 262 | 262 | HYD | Hydraulics | 1 | CRPP-1-EW-G-HYD-17 | 013951 | 20mm RPZD in s/s enclosure w/glass viewing screen - DCW and DHW | 7.0 | Hydraulic Services | 2.0 | Backflow Prevention Device | ZURN | Model 375 |  | Reeces | 1 |  |  |  |  | N | No | 2023-04-01 | 2022-09-05 | CDC Plumbing & Drainage | Kira Jackson
Back flow Prevention Device | 1-y | #AST164 |  | CRPP | CRPP | PR1 | 1 | MA01-ALKARA 1 | Main Accommodation 01 (Alkara 1) | L1 | Level 01 | MA01-103 | Hydraulic Plant | HYD | Hydraulics | 1 | CRPP-1-MA1-L1-HYD-04 | 013084 | Double check valve - Fire (50mm) | 7.0 | Hydraulic Services | 2.0 | Backflow Prevention Device | ZURN | Model 350 | B186663 | Benton's Plumbing Supplies | 1 |  |  |  |  | N | No | 2023-04-01 | 2022-09-05 | CDC Plumbing & Drainage | Kira Jackson
Back flow Prevention Device | 1-y | #AST238 |  | CRPP | CRPP | PR1 | 1 | MA01-ALKARA 1 | Main Accommodation 01 (Alkara 1) | GR | Ground | MA01-009 | Cleaners 1 | HYD | Hydraulics | 1 | CRPP-1-MA1-G-HYD-38 | 013131 | 20mm RPZD in s/s enclosure w/glass viewing screen - DCW only | 7.0 | Hydraulic Services | 2.0 | Backflow Prevention Device | ZURN | Model 375 | B396191 | Reeces | 1 |  |  |  |  | N | No | 2023-04-01 | 2022-09-05 | CDC Plumbing & Drainage | Kira Jackson
Back flow Prevention Device | 1-y | #AST239 |  | CRPP | CRPP | PR1 | 1 | MA01-ALKARA 1 | Main Accommodation 01 (Alkara 1) | GR | Ground | MA01-020 | Cleaners 2 | HYD | Hydraulics | 1 | CRPP-1-MA1-G-HYD-39 | 013128 | 20mm RPZD in s/s enclosure w/glass viewing screen - DCW only | 7.0 | Hydraulic Services | 2.0 | Backflow Prevention Device | ZURN | Model 375 | B396118 | Reeces | 1 |  |  |  |  | N | No | 2023-04-01 | 2022-09-05 | CDC Plumbing & Drainage | Kira Jackson
Back flow Prevention Device | 1-y | #AST240 |  | CRPP | CRPP | PR1 | 1 | MA01-ALKARA 1 | Main Accommodation 01 (Alkara 1) | L1 | Level 01 | MA01-104 | Mechanical Plant 1 | HYD | Hydraulics | 1 | CRPP-1-MA1-L1-HYD-42 | 013139 | 20mm RPZD - DCW only | 7.0 | Hydraulic Services | 2.0 | Backflow Prevention Device | ZURN | Model 375 | B383039 | Reeces | 1 |  |  |  |  | N | No | 2023-04-01 | 2022-09-05 | CDC Plumbing & Drainage | Kira Jackson
Back flow Prevention Device | 1-y | #AST247 |  | CRPP | CRPP | PR1 | 1 | MA16-HAILAR 2 | Main Accommodation 16 (Hailar 2) | L1 | Level 01 | MA16-103 | Hydraulic Plant | HYD | Hydraulics | 1 | CRPP-1-MA16-L1-HYD-04 | 013374 | Double check valve - Fire (50mm) | 7.0 | Hydraulic Services | 2.0 | Backflow Prevention Device | ZURN | Model 350 | B346654 | Benton's Plumbing Supplies | 1 |  |  |  |  | N | No | 2023-04-01 | 2022-09-05 | CDC Plumbing & Drainage | Kira Jackson
Back flow Prevention Device | 1-y | #AST321 |  | CRPP | CRPP | PR1 | 1 | MA16-HAILAR 2 | Main Accommodation 16 (Hailar 2) | GR | Ground | MA16-009 | Cleaners 1 | HYD | Hydraulics | 1 | CRPP-1-MA16-G-HYD-38 | 013377 | 20mm RPZD in s/s enclosure w/glass viewing screen - DCW only | 7.0 | Hydraulic Services | 2.0 | Backflow Prevention Device | ZURN | Model 375 | B396190 | Reeces | 1 |  |  |  |  | N | No | 2023-04-01 | 2022-09-05 | CDC Plumbing & Drainage | Kira Jackson
Back flow Prevention Device | 1-y | #AST322 |  | CRPP | CRPP | PR1 | 1 | MA16-HAILAR 2 | Main Accommodation 16 (Hailar 2) | GR | Ground | MA16-020 | Cleaners 2 | HYD | Hydraulics | 1 | CRPP-1-MA16-G-HYD-39 | 013376 | 20mm RPZD in s/s enclosure w/glass viewing screen - DCW only | 7.0 | Hydraulic Services | 2.0 | Backflow Prevention Device | ZURN | Model 375 | B396180 | Reeces | 1 |  |  |  |  | N | No | 2023-04-01 | 2022-09-05 | CDC Plumbing & Drainage | Kira Jackson
Back flow Prevention Device | 1-y | #AST323 |  | CRPP | CRPP | PR1 | 1 | MA16-HAILAR 2 | Main Accommodation 16 (Hailar 2) | L1 | Level 01 | MA16-104 | Mechanical Plant 1 | HYD | Hydraulics | 1 | CRPP-1-MA16-L1-HYD-42 | 013368 | 20mm RPZD - DCW only | 7.0 | Hydraulic Services | 2.0 | Backflow Prevention Device | ZURN | Model 375 | B383112 | Reeces | 1 |  |  |  |  | N | No | 2023-04-01 | 2022-09-05 | CDC Plumbing & Drainage | Kira Jackson
Back flow Prevention Device | 1-y | #AST330 |  | CRPP | CRPP | PR1 | 1 | MA02-ALKARA 2 | Main Accommodation 02 (Alkara 2) | L1 | Level 01 | MA02-103 | Hydraulic Plant | HYD | Hydraulics | 1 | CRPP-1-MA2-L1-HYD-04 | 013279 | Double check valve - Fire (50mm) | 7.0 | Hydraulic Services | 2.0 | Backflow Prevention Device | ZURN | Model 350 | B316676 | Benton's Plumbing Supplies | 1 |  |  |  |  | N | No | 2023-04-01 | 2022-09-05 | CDC Plumbing & Drainage | Kira Jackson
Back flow Prevention Device | 1-y | #AST404 |  | CRPP | CRPP | PR1 | 1 | MA02-ALKARA 2 | Main Accommodation 02 (Alkara 2) | GR | Ground | MA02-009 | Cleaners 1 | HYD | Hydraulics | 1 | CRPP-1-MA2-G-HYD-38 | 013382 | 20mm RPZD in s/s enclosure w/glass viewing screen - DCW only | 7.0 | Hydraulic Services | 2.0 | Backflow Prevention Device | ZURN | Model 375 | B395874 | Reeces | 1 |  |  |  |  | N | No | 2023-04-01 | 2022-09-05 | CDC Plumbing & Drainage | Kira Jackson
Back flow Prevention Device | 1-y | #AST405 |  | CRPP | CRPP | PR1 | 1 | MA02-ALKARA 2 | Main Accommodation 02 (Alkara 2) | GR | Ground | MA02-020 | Cleaners 2 | HYD | Hydraulics | 1 | CRPP-1-MA2-G-HYD-39 | 013383 | 20mm RPZD in s/s enclosure w/glass viewing screen - DCW only | 7.0 | Hydraulic Services | 2.0 | Backflow Prevention Device | ZURN | Model 375 | B396105 | Reeces | 1 |  |  |  |  | N | No | 2023-04-01 | 2022-09-05 | CDC Plumbing & Drainage | Kira Jackson
Back flow Prevention Device | 1-y | #AST406 |  | CRPP | CRPP | PR1 | 1 | MA02-ALKARA 2 | Main Accommodation 02 (Alkara 2) | L1 | Level 01 | MA02-104 | Mechanical Plant 1 | HYD | Hydraulics | 1 | CRPP-1-MA2-L1-HYD-42 | 013278 | 20mm RPZD - DCW only | 7.0 | Hydraulic Services | 2.0 | Backflow Prevention Device | ZURN | Model 375 | B383115 | Reeces | 1 |  |  |  |  | N | No | 2023-04-01 | 2022-09-05 | CDC Plumbing & Drainage | Kira Jackson
Back flow Prevention Device | 1-y | #AST413 |  | CRPP | CRPP | PR1 | 1 | MA15-HAILAR 1 | Main Accommodation 15 (Hailar 1) | L1 | Level 01 | MA15-103 | Hydraulic Plant | HYD | Hydraulics | 1 | CRPP-1-MA15-L1-HYD-04 | 013476 | Double check valve - Fire (50mm) | 7.0 | Hydraulic Services | 2.0 | Backflow Prevention Device | ZURN | Model 350 | B346700 | Benton's Plumbing Supplies | 1 |  |  |  |  | N | No | 2023-04-01 | 2022-09-05 | CDC Plumbing & Drainage | Kira Jackson
Back flow Prevention Device | 1-y | #AST487 |  | CRPP | CRPP | PR1 | 1 | MA15-HAILAR 1 | Main Accommodation 15 (Hailar 1) | GR | Ground | MA15-009 | Cleaners 1 | HYD | Hydraulics | 1 | CRPP-1-MA15-G-HYD-38 | 013427 | 20mm RPZD in s/s enclosure w/glass viewing screen - DCW only | 7.0 | Hydraulic Services | 2.0 | Backflow Prevention Device | ZURN | Model 375 | B396195 | Reeces | 1 |  |  |  |  | N | No | 2023-04-01 | 2022-09-05 | CDC Plumbing & Drainage | Kira Jackson
Back flow Prevention Device | 1-y | #AST488 |  | CRPP | CRPP | PR1 | 1 | MA15-HAILAR 1 | Main Accommodation 15 (Hailar 1) | GR | Ground | MA15-020 | Cleaners 2 | HYD | Hydraulics | 1 | CRPP-1-MA15-G-HYD-39 | 013430 | 20mm RPZD in s/s enclosure w/glass viewing screen - DCW only | 7.0 | Hydraulic Services | 2.0 | Backflow Prevention Device | ZURN | Model 375 | B396106 | Reeces | 1 |  |  |  |  | N | No | 2023-04-01 | 2022-09-05 | CDC Plumbing & Drainage | Kira Jackson
Back flow Prevention Device | 1-y | #AST489 |  | CRPP | CRPP | PR1 | 1 | MA15-HAILAR 1 | Main Accommodation 15 (Hailar 1) | L1 | Level 01 | MA15-104 | Mechanical Plant 1 | HYD | Hydraulics | 1 | CRPP-1-MA15-L1-HYD-42 | 013473 | 20mm RPZD - DCW only | 7.0 | Hydraulic Services | 2.0 | Backflow Prevention Device | ZURN | Model 375 | B383086 | Reeces | 1 |  |  |  |  | N | No | 2023-04-01 | 2022-09-05 | CDC Plumbing & Drainage | Kira Jackson
Back flow Prevention Device | 1-y | #AST600 |  | CRPP | CRPP | PR1 | 1 | MA03-BENNETTI 1 | Main Accommodation 03 (Bennetti 1) | L1 | Level 01 | MA03-103 | Hydraulic Plant | HYD | Hydraulics | 1 | CRPP-1-MA3-L1-HYD-04 | 013831 | Double check valve - Fire (50mm) | 7.0 | Hydraulic Services | 2.0 | Backflow Prevention Device | ZURN | Model 350 | B316379 | Benton's Plumbing Supplies | 1 |  |  |  |  | N | No | 2023-04-01 | 2022-09-05 | CDC Plumbing & Drainage | Kira Jackson
Back flow Prevention Device | 1-y | #AST674 |  | CRPP | CRPP | PR1 | 1 | MA03-BENNETTI 1 | Main Accommodation 03 (Bennetti 1) | GR | Ground | MA03-009 | Cleaners 1 | HYD | Hydraulics | 1 | CRPP-1-MA3-G-HYD-38 | 013784 | 20mm RPZD in s/s enclosure w/glass viewing screen - DCW only | 7.0 | Hydraulic Services | 2.0 | Backflow Prevention Device | ZURN | Model 375 | B398113 | Reeces | 1 |  |  |  |  | N | No | 2023-04-01 | 2022-09-05 | CDC Plumbing & Drainage | Kira Jackson
Back flow Prevention Device | 1-y | #AST675 |  | CRPP | CRPP | PR1 | 1 | MA03-BENNETTI 1 | Main Accommodation 03 (Bennetti 1) | GR | Ground | MA03-020 | Cleaners 2 | HYD | Hydraulics | 1 | CRPP-1-MA3-G-HYD-39 | 013787 | 20mm RPZD in s/s enclosure w/glass viewing screen - DCW only | 7.0 | Hydraulic Services | 2.0 | Backflow Prevention Device | ZURN | Model 375 | B395877 | Reeces | 1 |  |  |  |  | N | No | 2023-04-01 | 2022-09-05 | CDC Plumbing & Drainage | Kira Jackson
Back flow Prevention Device | 1-y | #AST676 |  | CRPP | CRPP | PR1 | 1 | MA03-BENNETTI 1 | Main Accommodation 03 (Bennetti 1) | L1 | Level 01 | MA03-104 | Mechanical Plant 1 | HYD | Hydraulics | 1 | CRPP-1-MA3-L1-HYD-42 | 013830 | 20mm RPZD - DCW only | 7.0 | Hydraulic Services | 2.0 | Backflow Prevention Device | ZURN | Model 375 | B383011 | Reeces | 1 |  |  |  |  | N | No | 2023-04-01 | 2022-09-05 | CDC Plumbing & Drainage | Kira Jackson
Back flow Prevention Device | 1-y | #AST758 |  | CRPP | CRPP | PR1 | 1 | MA04-BENNETTI 2 | Main Accommodation 04 (Bennetti 2) | L1 | Level 01 | MA04-103 | Hydraulic Plant | HYD | Hydraulics | 1 | CRPP-1-MA4-L1-HYD-04 | 013913 | Double check valve - Fire (50mm) | 7.0 | Hydraulic Services | 2.0 | Backflow Prevention Device | ZURN | Model 350 | B374985 | Benton's Plumbing Supplies | 1 |  |  |  |  | N | No | 2023-04-01 | 2022-09-05 | CDC Plumbing & Drainage | Kira Jackson
Back flow Prevention Device | 1-y | #AST832 |  | CRPP | CRPP | PR1 | 1 | MA04-BENNETTI 2 | Main Accommodation 04 (Bennetti 2) | GR | Ground | MA04-009 | Cleaners 1 | HYD | Hydraulics | 1 | CRPP-1-MA4-G-HYD-38 | 013868 | 20mm RPZD in s/s enclosure w/glass viewing screen - DCW only | 7.0 | Hydraulic Services | 2.0 | Backflow Prevention Device | ZURN | Model 375 | B396187 | Reeces | 1 |  |  |  |  | N | No | 2023-04-01 | 2022-09-05 | CDC Plumbing & Drainage | Kira Jackson
Back flow Prevention Device | 1-y | #AST833 |  | CRPP | CRPP | PR1 | 1 | MA04-BENNETTI 2 | Main Accommodation 04 (Bennetti 2) | GR | Ground | MA04-020 | Cleaners 2 | HYD | Hydraulics | 1 | CRPP-1-MA4-G-HYD-39 | 013869 | 20mm RPZD in s/s enclosure w/glass viewing screen - DCW only | 7.0 | Hydraulic Services | 2.0 | Backflow Prevention Device | ZURN | Model 375 | B396130 | Reeces | 1 |  |  |  |  | N | No | 2023-04-01 | 2022-09-05 | CDC Plumbing & Drainage | Kira Jackson
Back flow Prevention Device | 1-y | #AST834 |  | CRPP | CRPP | PR1 | 1 | MA04-BENNETTI 2 | Main Accommodation 04 (Bennetti 2) | L1 | Level 01 | MA04-104 | Mechanical Plant 1 | HYD | Hydraulics | 1 | CRPP-1-MA4-L1-HYD-42 | 013916 | 20mm RPZD - DCW only | 7.0 | Hydraulic Services | 2.0 | Backflow Prevention Device | ZURN | Model 375 | B383051 | Reeces | 1 |  |  |  |  | N | No | 2023-04-01 | 2022-09-05 | CDC Plumbing & Drainage | Kira Jackson
Back flow Prevention Device | 1-y | #AST841 |  | CRPP | CRPP | PR1 | 1 | MA05-CETI 1 | Main Accommodation 05 (Ceti 1) | L1 | Level 01 | MA05-103 | Hydraulic Plant | HYD | Hydraulics | 1 | CRPP-1-MA05-L1-HYD-04 | 014220 | Double check valve - Fire (50mm) | 7.0 | Hydraulic Services | 2.0 | Backflow Prevention Device | ZURN | Model 350 | B346657 | Benton's Plumbing Supplies | 1 |  |  |  |  | N | No | 2023-04-01 | 2022-09-05 | CDC Plumbing & Drainage | Kira Jackson
Back flow Prevention Device | 1-y | #AST915 |  | CRPP | CRPP | PR1 | 1 | MA05-CETI 1 | Main Accommodation 05 (Ceti 1) | GR | Ground | MA05-009 | Cleaners 1 | HYD | Hydraulics | 1 | CRPP-1-MA05-G-HYD-38 | 014214 | 20mm RPZD in s/s enclosure w/glass viewing screen - DCW only | 7.0 | Hydraulic Services | 2.0 | Backflow Prevention Device | ZURN | Model 375 | B396104 | Reeces | 1 |  |  |  |  | N | No | 2023-04-01 | 2022-09-05 | CDC Plumbing & Drainage | Kira Jackson
Back flow Prevention Device | 1-y | #AST916 |  | CRPP | CRPP | PR1 | 1 | MA05-CETI 1 | Main Accommodation 05 (Ceti 1) | GR | Ground | MA05-020 | Cleaners 2 | HYD | Hydraulics | 1 | CRPP-1-MA05-G-HYD-39 | 014265 | 20mm RPZD in s/s enclosure w/glass viewing screen - DCW only | 7.0 | Hydraulic Services | 2.0 | Backflow Prevention Device | ZURN | Model 375 | B386189 | Reeces | 1 |  |  |  |  | N | No | 2023-04-01 | 2022-09-05 | CDC Plumbing & Drainage | Kira Jackson
Back flow Prevention Device | 1-y | #AST917 |  | CRPP | CRPP | PR1 | 1 | MA05-CETI 1 | Main Accommodation 05 (Ceti 1) | L1 | Level 01 | MA05-104 | Mechanical Plant 1 | HYD | Hydraulics | 1 | CRPP-1-MA05-L1-HYD-42 | 014217 | 20mm RPZD - DCW only | 7.0 | Hydraulic Services | 2.0 | Backflow Prevention Device | ZURN | Model 375 | B445841 | Reeces | 1 |  |  |  |  | N | No | 2023-04-01 | 2022-09-05 | CDC Plumbing & Drainage | Kira Jackson
Back flow Prevention Device | 1-y | #AST924 |  | CRPP | CRPP | PR1 | 1 | MA06-CETI 2 | Main Accommodation 06 (Ceti 2) | L1 | Level 01 | MA06-103 | Hydraulic Plant | HYD | Hydraulics | 1 | CRPP-1-MA06-L1-HYD-04 | 014366 | Double check valve - Fire (50mm) | 7.0 | Hydraulic Services | 2.0 | Backflow Prevention Device | ZURN | Model 350 | B346862 | Benton's Plumbing Supplies | 1 |  |  |  |  | N | No | 2023-04-01 | 2022-09-05 | CDC Plumbing & Drainage | Kira Jackson
Back flow Prevention Device | 1-y | #AST998 |  | CRPP | CRPP | PR1 | 1 | MA06-CETI 2 | Main Accommodation 06 (Ceti 2) | GR | Ground | MA06-009 | Cleaners 1 | HYD | Hydraulics | 1 | CRPP-1-MA06-G-HYD-38 | 014316 | 20mm RPZD in s/s enclosure w/glass viewing screen - DCW only | 7.0 | Hydraulic Services | 2.0 | Backflow Prevention Device | ZURN | Model 375 | B413690 | Reeces | 1 |  |  |  |  | N | No | 2023-04-01 | 2022-09-05 | CDC Plumbing & Drainage | Kira Jackson
Back flow Prevention Device | 1-y | #AST999 |  | CRPP | CRPP | PR1 | 1 | MA06-CETI 2 | Main Accommodation 06 (Ceti 2) | GR | Ground | MA06-020 | Cleaners 2 | HYD | Hydraulics | 1 | CRPP-1-MA06-G-HYD-39 | 014319 | 20mm RPZD in s/s enclosure w/glass viewing screen - DCW only | 7.0 | Hydraulic Services | 2.0 | Backflow Prevention Device | ZURN | Model 375 | B413622 | Reeces | 1 |  |  |  |  | N | No | 2023-04-01 | 2022-09-05 | CDC Plumbing & Drainage | Kira Jackson
Back flow Prevention Device | 1-y | #AST1000 |  | CRPP | CRPP | PR1 | 1 | MA06-CETI 2 | Main Accommodation 06 (Ceti 2) | L1 | Level 01 | MA06-104 | Mechanical Plant 1 | HYD | Hydraulics | 1 | CRPP-1-MA06-L1-HYD-42 | 014362 | 20mm RPZD - DCW only | 7.0 | Hydraulic Services | 2.0 | Backflow Prevention Device | ZURN | Model 375 | B413585 | Reeces | 1 |  |  |  |  | N | No | 2023-04-01 | 2022-09-05 | CDC Plumbing & Drainage | Kira Jackson
Back flow Prevention Device | 1-y | #AST1007 |  | CRPP | CRPP | PR1 | 1 | MA07-DUNCAN 1 | Main Accommodation 07 (Duncan 1) | L1 | Level 01 | MA07-103 | Hydraulic Plant | HYD | Hydraulics | 1 | CRPP-1-MA07-L1-HYD-04 | 014276 | Double check valve - Fire (50mm) | 7.0 | Hydraulic Services | 2.0 | Backflow Prevention Device | ZURN | Model 350 | B374879 | Benton's Plumbing Supplies | 1 |  |  |  |  | N | No | 2023-04-01 | 2022-09-05 | CDC Plumbing & Drainage | Kira Jackson
Back flow Prevention Device | 1-y | #AST1081 |  | CRPP | CRPP | PR1 | 1 | MA07-DUNCAN 1 | Main Accommodation 07 (Duncan 1) | GR | Ground | MA07-009 | Cleaners 1 | HYD | Hydraulics | 1 | CRPP-1-MA07-G-HYD-38 | 014389 | 20mm RPZD in s/s enclosure w/glass viewing screen - DCW only | 7.0 | Hydraulic Services | 2.0 | Backflow Prevention Device | ZURN | Model 375 | B415861 | Reeces | 1 |  |  |  |  | N | No | 2023-04-01 | 2022-09-05 | CDC Plumbing & Drainage | Kira Jackson
Back flow Prevention Device | 1-y | #AST1082 |  | CRPP | CRPP | PR1 | 1 | MA07-DUNCAN 1 | Main Accommodation 07 (Duncan 1) | GR | Ground | MA07-020 | Cleaners 2 | HYD | Hydraulics | 1 | CRPP-1-MA07-G-HYD-39 | 014392 | 20mm RPZD in s/s enclosure w/glass viewing screen - DCW only | 7.0 | Hydraulic Services | 2.0 | Backflow Prevention Device | ZURN | Model 375 | B415801 | Reeces | 1 |  |  |  |  | N | No | 2023-04-01 | 2022-09-05 | CDC Plumbing & Drainage | Kira Jackson
Back flow Prevention Device | 1-y | #AST1083 |  | CRPP | CRPP | PR1 | 1 | MA07-DUNCAN 1 | Main Accommodation 07 (Duncan 1) | L1 | Level 01 | MA07-104 | Mechanical Plant 1 | HYD | Hydraulics | 1 | CRPP-1-MA07-L1-HYD-42 | 014434 | 20mm RPZD - DCW only | 7.0 | Hydraulic Services | 2.0 | Backflow Prevention Device | ZURN | Model 375 | B383082 | Reeces | 1 |  |  |  |  | N | No | 2023-04-01 | 2022-09-05 | CDC Plumbing & Drainage | Kira Jackson
Back flow Prevention Device | 1-y | #AST1090 |  | CRPP | CRPP | PR1 | 1 | MA08-DUNCAN 2 | Main Accommodation 08 (Duncan 2) | L1 | Level 01 | MA08-103 | Hydraulic Plant | HYD | Hydraulics | 1 | CRPP-1-MA08-L1-HYD-04 | 014548 | Double check valve - Fire (50mm) | 7.0 | Hydraulic Services | 2.0 | Backflow Prevention Device | ZURN | Model 350 | B347653 | Benton's Plumbing Supplies | 1 |  |  |  |  | N | No | 2023-04-01 | 2022-09-05 | CDC Plumbing & Drainage | Kira Jackson
Back flow Prevention Device | 1-y | #AST1164 |  | CRPP | CRPP | PR1 | 1 | MA08-DUNCAN 2 | Main Accommodation 08 (Duncan 2) | GR | Ground | MA08-009 | Cleaners 1 | HYD | Hydraulics | 1 | CRPP-1-MA08-G-HYD-38 | 014542 | 20mm RPZD in s/s enclosure w/glass viewing screen - DCW only | 7.0 | Hydraulic Services | 2.0 | Backflow Prevention Device | ZURN | Model 375 | B413693 | Reeces | 1 |  |  |  |  | N | No | 2023-04-01 | 2022-09-05 | CDC Plumbing & Drainage | Kira Jackson
Back flow Prevention Device | 1-y | #AST1165 |  | CRPP | CRPP | PR1 | 1 | MA08-DUNCAN 2 | Main Accommodation 08 (Duncan 2) | GR | Ground | MA08-020 | Cleaners 2 | HYD | Hydraulics | 1 | CRPP-1-MA08-G-HYD-39 | 014464 | 20mm RPZD in s/s enclosure w/glass viewing screen - DCW only | 7.0 | Hydraulic Services | 2.0 | Backflow Prevention Device | ZURN | Model 375 | B370150 | Reeces | 1 |  |  |  |  | N | No | 2023-04-01 | 2022-09-05 | CDC Plumbing & Drainage | Kira Jackson
Back flow Prevention Device | 1-y | #AST1166 |  | CRPP | CRPP | PR1 | 1 | MA08-DUNCAN 2 | Main Accommodation 08 (Duncan 2) | L1 | Level 01 | MA08-104 | Mechanical Plant 1 | HYD | Hydraulics | 1 | CRPP-1-MA08-L1-HYD-42 | 014551 | 20mm RPZD - DCW only | 7.0 | Hydraulic Services | 2.0 | Backflow Prevention Device | ZURN | Model 375 | B415691 | Reeces | 1 |  |  |  |  | N | No | 2023-04-01 | 2022-09-05 | CDC Plumbing & Drainage | Kira Jackson
Back flow Prevention Device | 1-y | #AST1173 |  | CRPP | CRPP | PR1 | 1 | MA09-EASTLAKES 1 | Main Accommodation 09 (Eastlakes 1) | L1 | Level 01 | MA09-103 | Hydraulic Plant | HYD | Hydraulics | 1 | CRPP-1-MA09-L1-HYD-04 | 014717 | Double check valve - Fire (50mm) | 7.0 | Hydraulic Services | 2.0 | Backflow Prevention Device | ZURN | Model 350 | B346874 | Benton's Plumbing Supplies | 1 |  |  |  |  | N | No | 2023-04-01 | 2022-09-05 | CDC Plumbing & Drainage | Kira Jackson
Back flow Prevention Device | 1-y | #AST1247 |  | CRPP | CRPP | PR1 | 1 | MA09-EASTLAKES 1 | Main Accommodation 09 (Eastlakes 1) | GR | Ground | MA09-009 | Cleaners 1 | HYD | Hydraulics | 1 | CRPP-1-MA09-G-HYD-38 | 014668 | 20mm RPZD in s/s enclosure w/glass viewing screen - DCW only | 7.0 | Hydraulic Services | 2.0 | Backflow Prevention Device | ZURN | Model 375 | B413706 | Reeces | 1 |  |  |  |  | N | No | 2023-04-01 | 2022-09-05 | CDC Plumbing & Drainage | Kira Jackson
Back flow Prevention Device | 1-y | #AST1248 |  | CRPP | CRPP | PR1 | 1 | MA09-EASTLAKES 1 | Main Accommodation 09 (Eastlakes 1) | GR | Ground | MA09-020 | Cleaners 2 | HYD | Hydraulics | 1 | CRPP-1-MA09-G-HYD-39 | 014712 | 20mm RPZD in s/s enclosure w/glass viewing screen - DCW only | 7.0 | Hydraulic Services | 2.0 | Backflow Prevention Device | ZURN | Model 375 | B370328 | Reeces | 1 |  |  |  |  | N | No | 2023-04-01 | 2022-09-05 | CDC Plumbing & Drainage | Kira Jackson
Back flow Prevention Device | 1-y | #AST1249 |  | CRPP | CRPP | PR1 | 1 | MA09-EASTLAKES 1 | Main Accommodation 09 (Eastlakes 1) | L1 | Level 01 | MA09-104 | Mechanical Plant 1 | HYD | Hydraulics | 1 | CRPP-1-MA09-L1-HYD-42 | 014714 | 20mm RPZD - DCW only | 7.0 | Hydraulic Services | 2.0 | Backflow Prevention Device | ZURN | Model 375 | B383081 | Reeces | 1 |  |  |  |  | N | No | 2023-04-01 | 2022-09-05 | CDC Plumbing & Drainage | Kira Jackson
Back flow Prevention Device | 1-y | #AST1256 |  | CRPP | CRPP | PR1 | 1 | MA10-EASTLAKES 2 | Main Accommodation 10 (Eastlakes 2) | L1 | Level 01 | MA10-103 | Hydraulic Plant | HYD | Hydraulics | 1 | CRPP-1-MA10-L1-HYD-04 | 014642 | Double check valve - Fire (50mm) | 7.0 | Hydraulic Services | 2.0 | Backflow Prevention Device | ZURN | Model 350 | B316391 | Benton's Plumbing Supplies | 1 |  |  |  |  | N | No | 2023-04-01 | 2022-09-05 | CDC Plumbing & Drainage | Kira Jackson
Back flow Prevention Device | 1-y | #AST1330 |  | CRPP | CRPP | PR1 | 1 | MA10-EASTLAKES 2 | Main Accommodation 10 (Eastlakes 2) | GR | Ground | MA10-009 | Cleaners 1 | HYD | Hydraulics | 1 | CRPP-1-MA10-G-HYD-38 | 014595 | 20mm RPZD in s/s enclosure w/glass viewing screen - DCW only | 7.0 | Hydraulic Services | 2.0 | Backflow Prevention Device | ZURN | Model 375 | B415262 | Reeces | 1 |  |  |  |  | N | No | 2023-04-01 | 2022-09-05 | CDC Plumbing & Drainage | Kira Jackson
Back flow Prevention Device | 1-y | #AST1331 |  | CRPP | CRPP | PR1 | 1 | MA10-EASTLAKES 2 | Main Accommodation 10 (Eastlakes 2) | GR | Ground | MA10-020 | Cleaners 2 | HYD | Hydraulics | 1 | CRPP-1-MA10-G-HYD-39 | 014598 | 20mm RPZD in s/s enclosure w/glass viewing screen - DCW only | 7.0 | Hydraulic Services | 2.0 | Backflow Prevention Device | ZURN | Model 375 | B396109 | Reeces | 1 |  |  |  |  | N | No | 2023-04-01 | 2022-09-05 | CDC Plumbing & Drainage | Kira Jackson
Back flow Prevention Device | 1-y | #AST1332 |  | CRPP | CRPP | PR1 | 1 | MA10-EASTLAKES 2 | Main Accommodation 10 (Eastlakes 2) | L1 | Level 01 | MA10-104 | Mechanical Plant 1 | HYD | Hydraulics | 1 | CRPP-1-MA10-L1-HYD-42 | 014641 | 20mm RPZD - DCW only | 7.0 | Hydraulic Services | 2.0 | Backflow Prevention Device | ZURN | Model 375 | B415725 | Reeces | 1 |  |  |  |  | N | No | 2023-04-01 | 2022-09-05 | CDC Plumbing & Drainage | Kira Jackson
Back flow Prevention Device | 1-y | #AST1339 |  | CRPP | CRPP | PR1 | 1 | MA11-FRANCO 1 | Main Accommodation 11 (Franco 1) | L1 | Level 01 | MA11-103 | Hydraulic Plant | HYD | Hydraulics | 1 | CRPP-1-MA11-L1-HYD-04 | 014823 | Double check valve - Fire (50mm) | 7.0 | Hydraulic Services | 2.0 | Backflow Prevention Device | ZURN | Model 350 | B374882 | Benton's Plumbing Supplies | 1 |  |  |  |  | N | No | 2023-04-01 | 2022-09-05 | CDC Plumbing & Drainage | Kira Jackson
Back flow Prevention Device | 1-y | #AST1413 |  | CRPP | CRPP | PR1 | 1 | MA11-FRANCO 1 | Main Accommodation 11 (Franco 1) | GR | Ground | MA11-009 | Cleaners 1 | HYD | Hydraulics | 1 | CRPP-1-MA11-G-HYD-38 | 014779 | 20mm RPZD in s/s enclosure w/glass viewing screen - DCW only | 7.0 | Hydraulic Services | 2.0 | Backflow Prevention Device | ZURN | Model 375 | B415857 | Reeces | 1 |  |  |  |  | N | No | 2023-04-01 | 2022-09-05 | CDC Plumbing & Drainage | Kira Jackson
Back flow Prevention Device | 1-y | #AST1414 |  | CRPP | CRPP | PR1 | 1 | MA11-FRANCO 1 | Main Accommodation 11 (Franco 1) | GR | Ground | MA11-020 | Cleaners 2 | HYD | Hydraulics | 1 | CRPP-1-MA11-G-HYD-39 | 014783 | 20mm RPZD in s/s enclosure w/glass viewing screen - DCW only | 7.0 | Hydraulic Services | 2.0 | Backflow Prevention Device | ZURN | Model 375 | B396107 | Reeces | 1 |  |  |  |  | N | No | 2023-04-01 | 2022-09-05 | CDC Plumbing & Drainage | Kira Jackson
Back flow Prevention Device | 1-y | #AST1415 |  | CRPP | CRPP | PR1 | 1 | MA11-FRANCO 1 | Main Accommodation 11 (Franco 1) | L1 | Level 01 | MA11-104 | Mechanical Plant 1 | HYD | Hydraulics | 1 | CRPP-1-MA11-L1-HYD-42 | 014828 | 20mm RPZD - DCW only | 7.0 | Hydraulic Services | 2.0 | Backflow Prevention Device | ZURN | Model 375 | B383084 | Reeces | 1 |  |  |  |  | N | No | 2023-04-01 | 2022-09-05 | CDC Plumbing & Drainage | Kira Jackson
Back flow Prevention Device | 1-y | #AST1422 |  | CRPP | CRPP | PR1 | 1 | MA12-FRANCO 2 | Main Accommodation 12 (Franco 2) | L1 | Level 01 | MA12-103 | Hydraulic Plant | HYD | Hydraulics | 1 | CRPP-1-MA12-L1-HYD-04 | 014167 | Double check valve - Fire (50mm) | 7.0 | Hydraulic Services | 2.0 | Backflow Prevention Device | ZURN | Model 350 | B345857 | Benton's Plumbing Supplies | 1 |  |  |  |  | N | No | 2023-04-01 | 2022-09-05 | CDC Plumbing & Drainage | Kira Jackson
Back flow Prevention Device | 1-y | #AST1496 |  | CRPP | CRPP | PR1 | 1 | MA12-FRANCO 2 | Main Accommodation 12 (Franco 2) | GR | Ground | MA12-009 | Cleaners 1 | HYD | Hydraulics | 1 | CRPP-1-MA12-G-HYD-38 | 014117 | 20mm RPZD in s/s enclosure w/glass viewing screen - DCW only | 7.0 | Hydraulic Services | 2.0 | Backflow Prevention Device | ZURN | Model 375 | B415723 | Reeces | 1 |  |  |  |  | N | No | 2023-04-01 | 2022-09-05 | CDC Plumbing & Drainage | Kira Jackson
Back flow Prevention Device | 1-y | #AST1497 |  | CRPP | CRPP | PR1 | 1 | MA12-FRANCO 2 | Main Accommodation 12 (Franco 2) | GR | Ground | MA12-020 | Cleaners 2 | HYD | Hydraulics | 1 | CRPP-1-MA12-G-HYD-39 | 014120 | 20mm RPZD in s/s enclosure w/glass viewing screen - DCW only | 7.0 | Hydraulic Services | 2.0 | Backflow Prevention Device | ZURN | Model 375 | B413689 | Reeces | 1 |  |  |  |  | N | No | 2023-04-01 | 2022-09-05 | CDC Plumbing & Drainage | Kira Jackson
Back flow Prevention Device | 1-y | #AST1498 |  | CRPP | CRPP | PR1 | 1 | MA12-FRANCO 2 | Main Accommodation 12 (Franco 2) | L1 | Level 01 | MA12-104 | Mechanical Plant 1 | HYD | Hydraulics | 1 | CRPP-1-MA12-L1-HYD-42 | 014172 | 20mm RPZD - DCW only | 7.0 | Hydraulic Services | 2.0 | Backflow Prevention Device | ZURN | Model 375 | B415846 | Reeces | 1 |  |  |  |  | N | No | 2023-04-01 | 2022-09-05 | CDC Plumbing & Drainage | Kira Jackson
Back flow Prevention Device | 1-y | #AST1505 |  | CRPP | CRPP | PR1 | 1 | MA13-GALVIN 1 | Main Accommodation 13 (Galvin 1) | L1 | Level 01 | MA13-103 | Hydraulic Plant | HYD | Hydraulics | 1 | CRPP-1-MA13-L1-HYD-04 | 013724 | Double check valve - Fire (50mm) | 7.0 | Hydraulic Services | 2.0 | Backflow Prevention Device | ZURN | Model 350 | B346698 | Benton's Plumbing Supplies | 1 |  |  |  |  | N | No | 2023-04-01 | 2022-09-05 | CDC Plumbing & Drainage | Kira Jackson
Back flow Prevention Device | 1-y | #AST1579 |  | CRPP | CRPP | PR1 | 1 | MA13-GALVIN 1 | Main Accommodation 13 (Galvin 1) | GR | Ground | MA13-009 | Cleaners 1 | HYD | Hydraulics | 1 | CRPP-1-MA13-G-HYD-38 | 013678 | 20mm RPZD in s/s enclosure w/glass viewing screen - DCW only | 7.0 | Hydraulic Services | 2.0 | Backflow Prevention Device | ZURN | Model 375 | B396134 | Reeces | 1 |  |  |  |  | N | No | 2023-04-01 | 2022-09-05 | CDC Plumbing & Drainage | Kira Jackson
Back flow Prevention Device | 1-y | #AST1580 |  | CRPP | CRPP | PR1 | 1 | MA13-GALVIN 1 | Main Accommodation 13 (Galvin 1) | GR | Ground | MA13-020 | Cleaners 2 | HYD | Hydraulics | 1 | CRPP-1-MA13-G-HYD-39 | 013679 | 20mm RPZD in s/s enclosure w/glass viewing screen - DCW only | 7.0 | Hydraulic Services | 2.0 | Backflow Prevention Device | ZURN | Model 375 | B396111 | Reeces | 1 |  |  |  |  | N | No | 2023-04-01 | 2022-09-05 | CDC Plumbing & Drainage | Kira Jackson
Back flow Prevention Device | 1-y | #AST1581 |  | CRPP | CRPP | PR1 | 1 | MA13-GALVIN 1 | Main Accommodation 13 (Galvin 1) | L1 | Level 01 | MA13-104 | Mechanical Plant 1 | HYD | Hydraulics | 1 | CRPP-1-MA13-L1-HYD-42 | 013720 | 20mm RPZD - DCW only | 7.0 | Hydraulic Services | 2.0 | Backflow Prevention Device | ZURN | Model 375 | B383061 | Reeces | 1 |  |  |  |  | N | No | 2023-04-01 | 2022-09-05 | CDC Plumbing & Drainage | Kira Jackson
Back flow Prevention Device | 1-y | #AST1588 |  | CRPP | CRPP | PR1 | 1 | MA14-GALVIN 2 | Main Accommodation 14 (Galvin 2) | L1 | Level 01 | MA14-103 | Hydraulic Plant | HYD | Hydraulics | 1 | CRPP-1-MA14-L1-HYD-04 | 013568 | Double check valve - Fire (50mm) | 7.0 | Hydraulic Services | 2.0 | Backflow Prevention Device | ZURN | Model 350 | B346655 | Benton's Plumbing Supplies | 1 |  |  |  |  | N | No | 2023-04-01 | 2022-09-05 | CDC Plumbing & Drainage | Kira Jackson
Back flow Prevention Device | 1-y | #AST1662 |  | CRPP | CRPP | PR1 | 1 | MA14-GALVIN 2 | Main Accommodation 14 (Galvin 2) | GR | Ground | MA14-009 | Cleaners 1 | HYD | Hydraulics | 1 | CRPP-1-MA14-G-HYD-38 | 013500 | 20mm RPZD in s/s enclosure w/glass viewing screen - DCW only | 7.0 | Hydraulic Services | 2.0 | Backflow Prevention Device | ZURN | Model 375 | B396120 | Reeces | 1 |  |  |  |  | N | No | 2023-04-01 | 2022-09-05 | CDC Plumbing & Drainage | Kira Jackson
Back flow Prevention Device | 1-y | #AST1663 |  | CRPP | CRPP | PR1 | 1 | MA14-GALVIN 2 | Main Accommodation 14 (Galvin 2) | GR | Ground | MA14-020 | Cleaners 2 | HYD | Hydraulics | 1 | CRPP-1-MA14-G-HYD-39 | 013523 | 20mm RPZD in s/s enclosure w/glass viewing screen - DCW only | 7.0 | Hydraulic Services | 2.0 | Backflow Prevention Device | ZURN | Model 375 | B370109 | Reeces | 1 |  |  |  |  | N | No | 2023-04-01 | 2022-09-05 | CDC Plumbing & Drainage | Kira Jackson
Back flow Prevention Device | 1-y | #AST1664 |  | CRPP | CRPP | PR1 | 1 | MA14-GALVIN 2 | Main Accommodation 14 (Galvin 2) | L1 | Level 01 | MA14-104 | Mechanical Plant 1 | HYD | Hydraulics | 1 | CRPP-1-MA14-L1-HYD-42 | 013566 | 20mm RPZD - DCW only | 7.0 | Hydraulic Services | 2.0 | Backflow Prevention Device | ZURN | Model 375 | B383093 | Reeces | 1 |  |  |  |  | N | No | 2023-04-01 | 2022-09-05 | CDC Plumbing & Drainage | Kira Jackson
Back flow Prevention Device | 1-y | #AST1714 |  | CRPP | CRPP | PR1 | 1 | RD | Reception Discharge | GR | Ground | RD-048 | Mechanical Plant | HYD | Hydraulics | 1 | CRPP-1-RD-G-HYD-01 | 014051 | Double check valve - Fire (32mm) | 7.0 | Hydraulic Services | 2.0 | Backflow Prevention Device | ZURN | Model 350 | B227886 | Systems Control Engineering | 1 |  |  |  |  | N | No | 2023-04-01 | 2022-09-05 | CDC Plumbing & Drainage | Kira Jackson
Back flow Prevention Device | 1-y | #AST1740 |  | CRPP | CRPP | PR1 | 1 | RD | Reception Discharge | GR | Ground | RD-003 | Cleaners | HYD | Hydraulics | 1 | CRPP-1-RD-G-HYD-26 | 014061 | 20mm RPZD in s/s enclosure w/glass viewing screen - DCW only | 7.0 | Hydraulic Services | 2.0 | Backflow Prevention Device | ZURN | Model 375 | B396197 | Reeces | 1 |  |  |  |  | N | No | 2023-04-01 | 2022-09-05 | CDC Plumbing & Drainage | Kira Jackson
Back flow Prevention Device | 1-y | #AST1741 |  | CRPP | CRPP | PR1 | 1 | EW | External Works | GR | Ground | 262 | 262 | HYD | Hydraulics | 1 | CRPP-1-EW-G-HYD-19 | 015495 | 20mm RPZD - DCW only IN CAGE | 7.0 | Hydraulic Services | 2.0 | Backflow Prevention Device | ZURN | Model 375 |  | Reeces | 1 |  |  |  |  | N | No | 2023-04-01 | 2022-09-05 | CDC Plumbing & Drainage | Kira Jackson
Back flow Prevention Device | 1-y | #AST1791 |  | CRPP | CRPP | PR1 | 1 | HE | Health | GR | Ground | HE-099 | Stair | HYD | Hydraulics | 1 | CRPP-1-HE-G-HYD-44 | 015074 | Double check valve - Fire (40mm) | 7.0 | Hydraulic Services | 2.0 | Backflow Prevention Device | ZURN | Model 350 | B316684 | Benton's Plumbing Supplies | 1 |  |  |  |  | N | No | 2023-04-01 | 2022-09-05 | CDC Plumbing & Drainage | Kira Jackson
Back flow Prevention Device | 1-y | #AST1794 |  | CRPP | CRPP | PR1 | 1 | HE | Health | GR | Ground | HE-011 | Cleaner 2 | HYD | Hydraulics | 1 | CRPP-1-HE-G-HYD-46 | 015058 | 20mm RPZD in s/s enclosure w/glass viewing screen - DCW only | 7.0 | Hydraulic Services | 2.0 | Backflow Prevention Device | ZURN | Model 375 | B415860 | Reeces | 1 |  |  |  |  | N | No | 2023-04-01 | 2022-09-05 | CDC Plumbing & Drainage | Kira Jackson
Back flow Prevention Device | 1-y | #AST1795 |  | CRPP | CRPP | PR1 | 1 | HE | Health | GR | Ground | HE-030 | Dirty Utility | HYD | Hydraulics | 1 | CRPP-1-HE-G-HYD-47 | 015060 | 20mm RPZD in s/s enclosure w/glass viewing screen - DCW and DHW | 7.0 | Hydraulic Services | 2.0 | Backflow Prevention Device | ZURN | Model 375 | B411647 | Reeces | 1 |  |  |  |  | N | No | 2023-04-01 | 2022-09-05 | CDC Plumbing & Drainage | Kira Jackson
Back flow Prevention Device | 1-y | #AST1797 |  | CRPP | CRPP | PR1 | 1 | HE | Health | L1 | Level 01 | HE-101 | Plant Room 2 | HYD | Hydraulics | 1 | CRPP-1-HE-L1-HYD-02 | 015078 | 20mm RPZD - DCW only | 7.0 | Hydraulic Services | 2.0 | Backflow Prevention Device | ZURN | Model 375 | B415691 | Reeces | 1 |  |  |  |  | N | No | 2023-04-01 | 2022-09-05 | CDC Plumbing & Drainage | Kira Jackson
Back flow Prevention Device | 1-y | #AST3868 |  | CRPP | CRPP | PR1 | 1 | OC | Operations Centre | GR | Ground | OC-024 | Cleaners 1 | HYD | Hydraulics | 1 | CRPP-1-OC-G-HYD-10 | 014012 | Double check valve - Fire (32mm) | 7.0 | Hydraulic Services | 2.0 | Backflow Prevention Device | ZURN | Model 350 | B343100 | Benton's Plumbing Supplies | 1 |  |  |  |  | N | No | 2023-04-01 | 2022-09-05 | CDC Plumbing & Drainage | Kira Jackson
Back flow Prevention Device | 1-y | #AST3869 |  | CRPP | CRPP | PR1 | 1 | OC | Operations Centre | L1 | Level 01 | OC-126 | Cleaners 2 | HYD | Hydraulics | 1 | CRPP-1-OC-L1-HYD-05 | 014008 | 20mm RPZD in s/s enclosure w/glass viewing screen - DCW only | 7.0 | Hydraulic Services | 2.0 | Backflow Prevention Device | ZURN | Model 375 | B415855 | Reeces | 1 |  |  |  |  | N | No | 2023-04-01 | 2022-09-05 | CDC Plumbing & Drainage | Kira Jackson
Back flow Prevention Device | 1-y | #AST3870 |  | CRPP | CRPP | PR1 | 1 | OC | Operations Centre | GR | Ground | OC-025 | Plant | HYD | Hydraulics | 1 | CRPP-1-OC-G-HYD-11 | 014005 | 20mm RPZD in s/s enclosure w/glass viewing screen - DCW only | 7.0 | Hydraulic Services | 2.0 | Backflow Prevention Device | ZURN | Model 375 | B413674 | Reeces | 1 |  |  |  |  | N | No | 2023-04-01 | 2022-09-05 | CDC Plumbing & Drainage | Kira Jackson
Back flow Prevention Device | 1-y | #AST3885 |  | CRPP | CRPP | PR1 | 1 | RC | Recreation | GR | Ground | RC-006 | Mechanical Plant 1 | HYD | Hydraulics | 1 | CRPP-1-RC-G-HYD-11 | 014904 | 20mm RPZD - DCW only | 7.0 | Hydraulic Services | 2.0 | Backflow Prevention Device | ZURN | Model 375 | B413224 | Reeces | 1 |  |  |  |  | N | No | 2023-04-01 | 2022-09-05 | CDC Plumbing & Drainage | Kira Jackson
Back flow Prevention Device | 1-y | #AST3888 |  | CRPP | CRPP | PR1 | 1 | RC | Recreation | GR | Ground | RC-023 | Mechanical Plant 2 | HYD | Hydraulics | 1 | CRPP-1-RC-G-HYD-14 | 014896 | Double check valve - Fire (40mm) | 7.0 | Hydraulic Services | 2.0 | Backflow Prevention Device | ZURN | Model 350 | B297373 | Benton's Plumbing Supplies | 1 |  |  |  |  | N | No | 2023-04-01 | 2022-09-05 | CDC Plumbing & Drainage | Kira Jackson
Back flow Prevention Device | 1-y | #AST3889 |  | CRPP | CRPP | PR1 | 1 | RC | Recreation | GR | Ground | RC-014 | Cleaners | HYD | Hydraulics | 1 | CRPP-1-RC-G-HYD-15 | 014903 | 20mm RPZD in s/s enclosure w/glass viewing screen - DCW only | 7.0 | Hydraulic Services | 2.0 | Backflow Prevention Device | ZURN | Model 375 | B413763 | Reeces | 1 |  |  |  |  | N | No | 2023-04-01 | 2022-09-05 | CDC Plumbing & Drainage | Kira Jackson
Back flow Prevention Device | 1-y | #AST3891 |  | CRPP | CRPP | PR1 | 1 | RC | Recreation | GR | Ground | RC-023 | Mechanical Plant 2 | HYD | Hydraulics | 1 | CRPP-1-RC-G-HYD-17 | 014899 | 20mm RPZD - DCW only | 7.0 | Hydraulic Services | 2.0 | Backflow Prevention Device | ZURN | Model 375 | B415231 | Reeces | 1 |  |  |  |  | N | No | 2023-04-01 | 2022-09-05 | CDC Plumbing & Drainage | Kira Jackson
Back flow Prevention Device | 1-y | #AST4033 |  | CRPP | CRPP | PR1 | 1 | CC | Cultural Centre | GR | Ground | CC-027 | Stair 1 | HYD | Hydraulics | 1 | CRPP-1-CC-G-HYD-11 | 013992 | Double check valve - Fire (32mm) | 7.0 | Hydraulic Services | 2.0 | Backflow Prevention Device | ZURN | Model 350 | B236696 | Benton's Plumbing Supplies | 1 |  |  |  |  | N | No | 2023-04-01 | 2022-09-05 | CDC Plumbing & Drainage | Kira Jackson
Back flow Prevention Device | 1-y | #AST4039 |  | CRPP | CRPP | PR1 | 1 | CC | Cultural Centre | GR | Ground | CC-OTH | Other | HYD | Hydraulics | 1 | CRPP-1-CC-G-HYD-13 | 015488 | 20mm RPZD - DCW only - Reflection Pond | 7.0 | Hydraulic Services | 2.0 | Backflow Prevention Device | ZURN | Model 375 |  | Reeces | 1 |  |  |  |  | N | No | 2023-04-01 | 2022-09-05 | CDC Plumbing & Drainage | Kira Jackson
Back flow Prevention Device | 1-y | #AST4041 |  | CRPP | CRPP | PR1 | 1 | EN02 | Bennetti Entry | GR | Ground | EN02-010 | Cleaners | HYD | Hydraulics | 1 | CRPP-1-EN02-G-HYD-01 | 014058 | 20mm RPZD in s/s enclosure w/glass viewing screen - DCW only | 7.0 | Hydraulic Services | 2.0 | Backflow Prevention Device | ZURN | Model 375 | B396196 | Reeces | 1 |  |  |  |  | N | No | 2023-04-01 | 2022-09-05 | CDC Plumbing & Drainage | Kira Jackson
Back flow Prevention Device | 1-y | #AST4048 |  | CRPP | CRPP | PR1 | 1 | EN02 | Bennetti Entry | GR | Ground | EN02-022 | Plant Room | HYD | Hydraulics | 1 | CRPP-1-EN02-G-HYD-08 | 013101 | Double check valve - Fire (32mm) | 7.0 | Hydraulic Services | 2.0 | Backflow Prevention Device | ZURN | Model 350 | B364318 | Benton's Plumbing Supplies | 1 |  |  |  |  | N | No | 2023-04-01 | 2022-09-05 | CDC Plumbing & Drainage | Kira Jackson
Back flow Prevention Device | 1-y | #AST4056 |  | CRPP | CRPP | PR1 | 1 | EN03 | Ceti Entry | GR | Ground | EN03-010 | Cleaners | HYD | Hydraulics | 1 | CRPP-1-EN03-G-HYD-01 | 013104 | 20mm RPZD in s/s enclosure w/glass viewing screen - DCW only | 7.0 | Hydraulic Services | 2.0 | Backflow Prevention Device | ZURN | Model 375 | B413648 | Reeces | 1 |  |  |  |  | N | No | 2023-04-01 | 2022-09-05 | CDC Plumbing & Drainage | Kira Jackson
Back flow Prevention Device | 1-y | #AST4063 |  | CRPP | CRPP | PR1 | 1 | EN03 | Ceti Entry | GR | Ground | EN03-022 | Plant Room | HYD | Hydraulics | 1 | CRPP-1-EN03-G-HYD-08 | 013957 | Double check valve - Fire (32mm) | 7.0 | Hydraulic Services | 2.0 | Backflow Prevention Device | ZURN | Model 350 | B333894 | Benton's Plumbing Supplies | 1 |  |  |  |  | N | No | 2023-04-01 | 2022-09-05 | CDC Plumbing & Drainage | Kira Jackson
Back flow Prevention Device | 1-y | #AST4071 |  | CRPP | CRPP | PR1 | 1 | EN04/WE1 | Duncan Entry | GR | Ground | EN04-010 | Cleaners | HYD | Hydraulics | 1 | CRPP-1-EN04-G-HYD-01 | 014852 | 20mm RPZD in s/s enclosure w/glass viewing screen - DCW only | 7.0 | Hydraulic Services | 2.0 | Backflow Prevention Device | ZURN | Model 375 | B415854 | Reeces | 1 |  |  |  |  | N | No | 2023-04-01 | 2022-09-05 | CDC Plumbing & Drainage | Kira Jackson
Back flow Prevention Device | 1-y | #AST4078 |  | CRPP | CRPP | PR1 | 1 | EN04/WE1 | Duncan Entry | GR | Ground | EN04-022 | Plant Room | HYD | Hydraulics | 1 | CRPP-1-EN04-G-HYD-08 | 014854 | Double check valve - Fire (32mm) | 7.0 | Hydraulic Services | 2.0 | Backflow Prevention Device | ZURN | Model 350 | B333895 | Benton's Plumbing Supplies | 1 |  |  |  |  | N | No | 2023-04-01 | 2022-09-05 | CDC Plumbing & Drainage | Kira Jackson
Back flow Prevention Device | 1-y | #AST4086 |  | CRPP | CRPP | PR1 | 1 | EN05/WE2 | Eastlakes Entry | GR | Ground | EN05-010 | Cleaners | HYD | Hydraulics | 1 | CRPP-1-EN05-G-HYD-01 | 014872 | 20mm RPZD in s/s enclosure w/glass viewing screen - DCW only | 7.0 | Hydraulic Services | 2.0 | Backflow Prevention Device | ZURN | Model 375 | B413700 | Reeces | 1 |  |  |  |  | N | No | 2023-04-01 | 2022-09-05 | CDC Plumbing & Drainage | Kira Jackson
Back flow Prevention Device | 1-y | #AST4093 |  | CRPP | CRPP | PR1 | 1 | EN05/WE2 | Eastlakes Entry | GR | Ground | EN05-022 | Plant Room | HYD | Hydraulics | 1 | CRPP-1-EN05-G-HYD-08 | 014876 | Double check valve - Fire (32mm) | 7.0 | Hydraulic Services | 2.0 | Backflow Prevention Device | ZURN | Model 350 | B236918 | Benton's Plumbing Supplies | 1 |  |  |  |  | N | No | 2023-04-01 | 2022-09-05 | CDC Plumbing & Drainage | Kira Jackson
Back flow Prevention Device | 1-y | #AST4101 |  | CRPP | CRPP | PR1 | 1 | EN06 | Franco Entry | GR | Ground | EN06-010 | Cleaners | HYD | Hydraulics | 1 | CRPP-1-EN06-G-HYD-01 | 014860 | 20mm RPZD in s/s enclosure w/glass viewing screen - DCW only | 7.0 | Hydraulic Services | 2.0 | Backflow Prevention Device | ZURN | Model 375 | B415852 | Reeces | 1 |  |  |  |  | N | No | 2023-04-01 | 2022-09-05 | CDC Plumbing & Drainage | Kira Jackson
Back flow Prevention Device | 1-y | #AST4108 |  | CRPP | CRPP | PR1 | 1 | EN06 | Franco Entry | GR | Ground | EN06-022 | Plant Room | HYD | Hydraulics | 1 | CRPP-1-EN06-G-HYD-08 | 014864 | Double check valve - Fire (32mm) | 7.0 | Hydraulic Services | 2.0 | Backflow Prevention Device | ZURN | Model 350 | B343123 | Benton's Plumbing Supplies | 1 |  |  |  |  | N | No | 2023-04-01 | 2022-09-05 | CDC Plumbing & Drainage | Kira Jackson
Back flow Prevention Device | 1-y | #AST4116 |  | CRPP | CRPP | PR1 | 1 | EN07 | Galvin Entry | GR | Ground | EN07-010 | Cleaners | HYD | Hydraulics | 1 | CRPP-1-EN07-G-HYD-01 | 014060 | 20mm RPZD in s/s enclosure w/glass viewing screen - DCW only | 7.0 | Hydraulic Services | 2.0 | Backflow Prevention Device | ZURN | Model 375 | B413683 | Reeces | 1 |  |  |  |  | N | No | 2023-04-01 | 2022-09-05 | CDC Plumbing & Drainage | Kira Jackson
Back flow Prevention Device | 1-y | #AST4123 |  | CRPP | CRPP | PR1 | 1 | EN07 | Galvin Entry | GR | Ground | EN07-022 | Plant Room | HYD | Hydraulics | 1 | CRPP-1-EN07-G-HYD-08 | 013094 | Double check valve - Fire (32mm) | 7.0 | Hydraulic Services | 2.0 | Backflow Prevention Device | ZURN | Model 350 | B333892 | Benton's Plumbing Supplies | 1 |  |  |  |  | N | No | 2023-04-01 | 2022-09-05 | CDC Plumbing & Drainage | Kira Jackson
Back flow Prevention Device | 1-y | #AST4131 |  | CRPP | CRPP | PR1 | 1 | EN08 | Hailar Entry | GR | Ground | EN08-010 | Cleaners | HYD | Hydraulics | 1 | CRPP-1-EN08-G-HYD-01 | 013115 | 20mm RPZD in s/s enclosure w/glass viewing screen - DCW only | 7.0 | Hydraulic Services | 2.0 | Backflow Prevention Device | ZURN | Model 375 | B413661 | Reeces | 1 |  |  |  |  | N | No | 2023-04-01 | 2022-09-05 | CDC Plumbing & Drainage | Kira Jackson
Back flow Prevention Device | 1-y | #AST4138 |  | CRPP | CRPP | PR1 | 1 | EN08 | Hailar Entry | GR | Ground | EN08-022 | Plant Room | HYD | Hydraulics | 1 | CRPP-1-EN08-G-HYD-08 | 013108 | Double check valve - Fire (32mm) | 7.0 | Hydraulic Services | 2.0 | Backflow Prevention Device | ZURN | Model 350 | B364331 | Benton's Plumbing Supplies | 1 |  |  |  |  | N | No | 2023-04-01 | 2022-09-05 | CDC Plumbing & Drainage | Kira Jackson
Back flow Prevention Device | 1-y | #AST4146 |  | CRPP | CRPP | PR1 | 1 | EP | Education Programs | GR | Ground | EP-025 | Mechanical Plant 2 | HYD | Hydraulics | 1 | CRPP-1-EP-G-HYD-03 | 013118 | Double check valve - Fire (40mm) | 7.0 | Hydraulic Services | 2.0 | Backflow Prevention Device | ZURN | Model 350 | B316710 | Benton's Plumbing Supplies | 1 |  |  |  |  | N | No | 2023-04-01 | 2022-09-05 | CDC Plumbing & Drainage | Kira Jackson
Back flow Prevention Device | 1-y | #AST4162 |  | CRPP | CRPP | PR1 | 1 | EP | Education Programs | GR | Ground | EP-045 | Cleaners | HYD | Hydraulics | 1 | CRPP-1-EP-G-HYD-15 | 013954 | 20mm RPZD in s/s enclosure w/glass viewing screen - DCW only | 7.0 | Hydraulic Services | 2.0 | Backflow Prevention Device | ZURN | Model 375 | B413725 | Reeces | 1 |  |  |  |  | N | No | 2023-04-01 | 2022-09-05 | CDC Plumbing & Drainage | Kira Jackson
Back flow Prevention Device | 1-y | #AST4180 |  | CRPP | CRPP | PR1 | 1 | MU | Karlton | PL | Plant | MU-101 | Plant Room | HYD | Hydraulics | 1 | CRPP-1-MU-G-HYD-17 | 015287 | Double check valve - Fire (40mm) | 7.0 | Hydraulic Services | 2.0 | Backflow Prevention Device | ZURN | Model 350 | B255808 | Benton's Plumbing Supplies | 1 |  |  |  |  | N | No | 2023-04-01 | 2022-09-05 | CDC Plumbing & Drainage | Kira Jackson
Back flow Prevention Device | 1-y | #AST4242 |  | CRPP | CRPP | PR1 | 1 | IM | Industries Mainstream | GR | Ground | IM-021 | Plant 3 | HYD | Hydraulics | 1 | CRPP-1-IM-G-HYD-08 | 015272 | Double check valve - Fire (40mm) | 7.0 | Hydraulic Services | 2.0 | Backflow Prevention Device | ZURN | Model 350 | B315768 | Benton's Plumbing Supplies | 1 |  |  |  |  | N | No | 2023-04-01 | 2022-09-05 | CDC Plumbing & Drainage | Kira Jackson
Back flow Prevention Device | 1-y | #AST4250 |  | CRPP | CRPP | PR1 | 1 | IM | Industries Mainstream | GR | Ground | IM-014 | Cleaner | HYD | Hydraulics | 1 | CRPP-1-IM-G-HYD-16 | 015096 | 20mm RPZD in s/s enclosure w/glass viewing screen - DCW only | 7.0 | Hydraulic Services | 2.0 | Backflow Prevention Device | ZURN | Model 375 | B415752 | Reeces | 1 |  |  |  |  | N | No | 2023-04-01 | 2022-09-05 | CDC Plumbing & Drainage | Kira Jackson
Back flow Prevention Device | 1-y | #AST4251 |  | CRPP | CRPP | PR1 | 1 | IM | Industries Mainstream | GR | Ground | IM-045 | Workshop 1 | HYD | Hydraulics | 1 | CRPP-1-IM-G-HYD-17 | 015274 | 20mm RPZD FIXED TO WALL - DCW only in CAGE | 7.0 | Hydraulic Services | 2.0 | Backflow Prevention Device | ZURN | Model 375 | B415835 | Reeces | 1 |  |  |  |  | N | No | 2023-04-01 | 2022-09-05 | CDC Plumbing & Drainage | Kira Jackson
Back flow Prevention Device | 1-y | #AST4252 |  | CRPP | CRPP | PR1 | 1 | IM | Industries Mainstream | GR | Ground | IM-053 | Plant 6 | HYD | Hydraulics | 1 | CRPP-1-IM-G-HYD-18 | 015271 | 20mm RPZD - DCW only | 7.0 | Hydraulic Services | 2.0 | Backflow Prevention Device | ZURN | Model 375 | B415683 | Reeces | 1 |  |  |  |  | N | No | 2023-04-01 | 2022-09-05 | CDC Plumbing & Drainage | Kira Jackson
Back flow Prevention Device | 1-y | #AST4273 |  | CRPP | CRPP | PR1 | 1 | IP | Industries Protection | GR | Ground | IP-027 | Plant Room 02 | HYD | Hydraulics | 1 | CRPP-1-IP-G-HYD-13 | 014949 | Double check valve - Fire (40mm) | 7.0 | Hydraulic Services | 2.0 | Backflow Prevention Device | ZURN | Model 350 | B298065 | Benton's Plumbing Supplies | 1 |  |  |  |  | N | No | 2023-04-01 | 2022-09-05 | CDC Plumbing & Drainage | Kira Jackson
Back flow Prevention Device | 1-y | #AST4275 |  | CRPP | CRPP | PR1 | 1 | IP | Industries Protection | GR | Ground | IP-003 | Cleaners | HYD | Hydraulics | 1 | CRPP-1-IP-G-HYD-15 | 014916 | 20mm RPZD in s/s enclosure w/glass viewing screen - DCW only | 7.0 | Hydraulic Services | 2.0 | Backflow Prevention Device | ZURN | Model 375 | B369610 | Reeces | 1 |  |  |  |  | N | No | 2023-04-01 | 2022-09-05 | CDC Plumbing & Drainage | Kira Jackson
Back flow Prevention Device | 1-y | #AST4278 |  | CRPP | CRPP | PR1 | 1 | IP | Industries Protection | GR | Ground | IP-015 | Fm Tea Room | HYD | Hydraulics | 1 | CRPP-1-IP-G-HYD-17 | 015494 | 20mm RPZD Fixed to Wall with cage - Hot | 7.0 | Hydraulic Services | 2.0 | Backflow Prevention Device | ZURN | Model 375 | B383119 | Reeces | 1 |  |  |  |  | N | No | 2023-04-01 | 2022-09-05 | CDC Plumbing & Drainage | Kira Jackson
Back flow Prevention Device | 1-y | #AST4279 |  | CRPP | CRPP | PR1 | 1 | IP | Industries Protection | GR | Ground | IP-027 | Plant Room 02 | HYD | Hydraulics | 1 | CRPP-1-IP-G-HYD-18 | 014953 | 20mm RPZD - DCW only | 7.0 | Hydraulic Services | 2.0 | Backflow Prevention Device | ZURN | Model 375 | B383052 | Reeces | 1 |  |  |  |  | N | No | 2023-04-01 | 2022-09-05 | CDC Plumbing & Drainage | Kira Jackson
Back flow Prevention Device | 1-y | #AST4280 |  | CRPP | CRPP | PR1 | 1 | IP | Industries Protection | GR | Ground | IP-048 | Chemical Store | HYD | Hydraulics | 1 | CRPP-1-IP-G-HYD-19 | 014036 | 20mm RPZD in s/s enclosure w/glass viewing screen - DCW only | 7.0 | Hydraulic Services | 2.0 | Backflow Prevention Device | ZURN | Model 375 | B415763 | Reeces | 1 |  |  |  |  | N | No | 2023-04-01 | 2022-09-05 | CDC Plumbing & Drainage | Kira Jackson
Back flow Prevention Device | 1-y | #AST4295 |  | CRPP | CRPP | PR1 | 1 | KL | Kitchen Laundry | GR | Ground | KL-041 | Unloading Area | HYD | Hydraulics | 1 | CRPP-1-KL-G-HYD-14 | 015198 | Double check valve - Fire (50mm) | 7.0 | Hydraulic Services | 2.0 | Backflow Prevention Device | ZURN | Model 350 | B374886 | Benton's Plumbing Supplies | 1 |  |  |  |  | N | No | 2023-04-01 | 2022-09-05 | CDC Plumbing & Drainage | Kira Jackson
Back flow Prevention Device | 1-y | #AST4310 |  | CRPP | CRPP | PR1 | 1 | KL | Kitchen Laundry | GR | Ground | KL-009 | Cleaners Room/ Chemical Store | HYD | Hydraulics | 1 | CRPP-1-KL-G-HYD-25 | 015216 | 20mm RPZD in s/s enclosure w/glass viewing screen - DCW only | 7.0 | Hydraulic Services | 2.0 | Backflow Prevention Device | ZURN | Model 375 | B396194 | Reeces | 1 |  |  |  |  | N | No | 2023-04-01 | 2022-09-05 | CDC Plumbing & Drainage | Kira Jackson
Back flow Prevention Device | 1-y | #AST4312 |  | CRPP | CRPP | PR1 | 1 | EW | External Works | GR | Ground | 258 | 258 | HYD | Hydraulics | 1 | CRPP-1-EW-G-HYD-25 | 015137 | 20mm RPZD (hot & cold) with secure caged - Hot | 7.0 | Hydraulic Services | 2.0 | Backflow Prevention Device | ZURN | Model 375 |  | Reeces | 1 |  |  |  |  | N | No | 2023-04-01 | 2022-09-05 | CDC Plumbing & Drainage | Kira Jackson
Back flow Prevention Device | 1-y | #AST4683 |  | CRPP | CRPP | PR1 | 1 | GH | Gatehouse | GR | Ground | GH-108 | Cleaners 2 | HYD | Hydraulics | 1 | CRPP-1-GH-G-HYD-20 | 013588 | 20mm RPZD in s/s enclosure w/glass viewing screen - DCW only | 7.0 | Hydraulic Services | 2.0 | Backflow Prevention Device | ZURN | Model 375 | B395888 | Reeces | 1 |  |  |  |  | N | No | 2023-04-01 | 2022-09-05 | CDC Plumbing & Drainage | Kira Jackson
Back flow Prevention Device | 1-y | #AST6586 |  | CRPP | CRPP | PR1 | 1 | HE | Health | GR | Ground | HE-030 | Dirty Utility | HYD | Hydraulics | 1 | CRPP-1-HE-G-HYD-51 | 015061 | 20mm RZPD | 7.0 | Hydraulic Services | 2.0 | Backflow Prevention Device | ZURN | Model 375 | B411591 | Reeces | 1 |  |  |  |  | N | No | 2023-04-01 | 2022-09-05 | CDC Plumbing & Drainage | Kira Jackson
Back flow Prevention Device | 1-y | #AST6596 |  | CRPP | CRPP | PR1 | 1 | KL | Kitchen Laundry | GR | Ground | KL-033 | Chemical Store | HYD | Hydraulics | 1 | CRPP-1-KL-G-HYD-34 | 015210 | 20mm RPZD in s/s enclosure w/glass viewing screen - Top | 7.0 | Hydraulic Services | 2.0 | Backflow Prevention Device | ZURN | Model 375 | B396128 | Reeces | [5 empty] | N | No | 2023-04-01 | 2022-09-05 | CDC Plumbing & Drainage | Kira Jackson
Back flow Prevention Device | 1-y | #AST6597 |  | CRPP | CRPP | PR1 | 1 | KL | Kitchen Laundry | GR | Ground | KL-033 | Chemical Store | HYD | Hydraulics | 1 | CRPP-1-KL-G-HYD-35 | 015211 | 20mm RPZD in s/s enclosure w/glass viewing screen - Bottom | 7.0 | Hydraulic Services | 2.0 | Backflow Prevention Device | ZURN | Model 375 | B369841 | Reeces | [5 empty] | N | No | 2023-04-01 | 2022-09-05 | CDC Plumbing & Drainage | Kira Jackson
Back flow Prevention Device | 1-y | #AST6598 |  | CRPP | CRPP | PR1 | 1 | MU | Karlton | GR | Ground | MU-033 | Cleaners | HYD | Hydraulics | 1 | CRPP-1-MU-G-HYD-66 | 015284 | 20mm RPZD in s/s enclosure w/glass viewing screen - DCW only | 7.0 | Hydraulic Services | 2.0 | Backflow Prevention Device | ZURN | Model 375 | B4145776 | Reeces | 1 |  |  |  |  | N | No | 2023-04-01 | 2022-09-05 | CDC Plumbing & Drainage | Kira Jackson
Back flow Prevention Device | 1-y | #AST9799 |  | CRPP | CRPP | PR1 | 1 | EW | External Works | GR | Ground | 261 | 261 | HYD | Hydraulics | 1 | CRPP-1-EW-G-HYD-69 | 015142 | SPS 01 - 20mm RPZD - DCW Only | 7.0 | Hydraulic Services | 2.0 | Backflow Prevention Device | ZURN | Model 375 | B383104 | Reeces | 1 |  |  |  |  | N | No | 2023-04-01 | 2022-09-05 | CDC Plumbing & Drainage | Kira Jackson
Back flow Prevention Device | 1-y | #AST9800 |  | CRPP | CRPP | PR1 | 1 | EW | External Works | GR | Ground | 266 | 266 | HYD | Hydraulics | 1 | CRPP-1-EW-G-HYD-70 | 015128 | SPS 02 - 20mm RPZD - DCW Only | 7.0 | Hydraulic Services | 2.0 | Backflow Prevention Device | ZURN | Model 375 | B415737 | Reeces | 1 |  |  |  |  | N | No | 2023-04-01 | 2022-09-05 | CDC Plumbing & Drainage | Kira Jackson
Back flow Prevention Device | 1-y | #AST9801 |  | CRPP | CRPP | PR1 | 1 | EW | External Works | GR | Ground | 272 | 272 | HYD | Hydraulics | 1 | CRPP-1-EW-G-HYD-71 | 015135 | SPS 03 - 20mm RPZD - DCW Only | 7.0 | Hydraulic Services | 2.0 | Backflow Prevention Device | ZURN | Model 375 | B413590 | Reeces | 1 |  |  |  |  | N | No | 2023-04-01 | 2022-09-05 | CDC Plumbing & Drainage | Kira Jackson
Back flow Prevention Device | 1-y | #AST9802 |  | CRPP | CRPP | PR1 | 1 | EW | External Works | GR | Ground | 276 | 276 | HYD | Hydraulics | 1 | CRPP-1-EW-G-HYD-72 | 015305 | SPS 04 - 20mm RPZD - DCW Only | 7.0 | Hydraulic Services | 2.0 | Backflow Prevention Device | ZURN | Model 375 | B413712 | Reeces | 1 |  |  |  |  | N | No | 2023-04-01 | 2022-09-05 | CDC Plumbing & Drainage | Kira Jackson
Back flow Prevention Device | 1-y | #AST9803 |  | CRPP | CRPP | PR1 | 1 | EW | External Works | GR | Ground | 276 | 276 | HYD | Hydraulics | 1 | CRPP-1-EW-G-HYD-73 | 015130 | SPS 05 - 20mm RPZD - DCW Only | 7.0 | Hydraulic Services | 2.0 | Backflow Prevention Device | ZURN | Model 375 | B415729 | Reeces | 1 |  |  |  |  | N | No | 2023-04-01 | 2022-09-05 | CDC Plumbing & Drainage | Kira Jackson
Back flow Prevention Device | 1-y | #AST9804 |  | CRPP | CRPP | PR1 | 1 | EW | External Works | GR | Ground | 276 | 276 | HYD | Hydraulics | 1 | CRPP-1-EW-G-HYD-74 | 015136 | SPS 06 - 20mm RPZD - DCW Only | 7.0 | Hydraulic Services | 2.0 | Backflow Prevention Device | ZURN | Model 375 | B415717 | Reeces | 1 |  |  |  |  | N | No | 2023-04-01 | 2022-09-05 | CDC Plumbing & Drainage | Kira Jackson
Back flow Prevention Device | 1-y | #AST9805 |  | CRPP | CRPP | PR1 | 1 | EW | External Works | GR | Ground | 273 | 273 | HYD | Hydraulics | 1 | CRPP-1-EW-G-HYD-75 | 015123 | SPS 07 - 20mm RPZD - DCW Only | 7.0 | Hydraulic Services | 2.0 | Backflow Prevention Device | ZURN | Model 375 | B415734 | Reeces | 1 |  |  |  |  | N | No | 2023-04-01 | 2022-09-05 | CDC Plumbing & Drainage | Kira Jackson
Back flow Prevention Device | 1-y | #AST9806 |  | CRPP | CRPP | PR1 | 1 | EW | External Works | GR | Ground | 268 | 268 | HYD | Hydraulics | 1 | CRPP-1-EW-G-HYD-76 | 015129 | SPS 08 - 20mm RPZD - DCW Only | 7.0 | Hydraulic Services | 2.0 | Backflow Prevention Device | ZURN | Model 375 | B383095 | Reeces | 1 |  |  |  |  | N | No | 2023-04-01 | 2022-09-05 | CDC Plumbing & Drainage | Kira Jackson
Back flow Prevention Device | 1-y | #AST9810 |  | CRPP | CRPP | PR1 | 1 | KL | Kitchen Laundry | GR | Ground | KL-012 | Incoming Sorting | HYD | Hydraulics | 1 | CRPP-1-KL-G-HYD-38 | 015261 | 20mm RPZD in s/s enclosure w/glass viewing screen - Top | 7.0 | Hydraulic Services | 2.0 | Backflow Prevention Device | ZURN | Model 375 | B415774 | Reeces | 1 |  |  |  |  | N | No | 2026-04-01 | 2022-09-05 | CDC Plumbing & Drainage | Kira Jackson
Back flow Prevention Device | 1-y | #AST9811 |  | CRPP | CRPP | PR1 | 1 | KL | Kitchen Laundry | GR | Ground | KL-012 | Incoming Sorting | HYD | Hydraulics | 1 | CRPP-1-KL-G-HYD-39 | 015262 | 20mm RPZD in s/s enclosure w/glass viewing screen - Bottom | 7.0 | Hydraulic Services | 2.0 | Backflow Prevention Device | ZURN | Model 375 | B415864 | Reeces | 1 |  |  |  |  | N | No | 2027-04-01 | 2022-09-05 | CDC Plumbing & Drainage | Kira Jackson
Back flow Prevention Device | 1-y | #AST15669 |  | CRPP | CRPP | PR1 | 1 | EW | External Works | GR | Ground | 258 | 258 | HYD | Hydraulics | 1 | CRPP-1-EW-G-HYD-77 | 015140 | 20mm RPZD (hot & cold) with secure caged - Cold | 7.0 | Hydraulic Services | 2.0 | Backflow Prevention Device | ZURN | Model 375 |  | Reeces | 1 |  |  |  |  | N | No | 2023-04-01 | 2022-09-05 | CDC Plumbing & Drainage | Kira Jackson
Back flow Prevention Device | 1-y | #AST15689 |  | CRPP | CRPP | PR1 | 1 | ES | External Stores | GR | Ground | ES-030 | Chemical Decanting | HYD | Hydraulics | 1 | CRPP-1-ES-G-HYD-06 | 013620 | 20mm RPZD in s/s enclosure w/glass viewing screen - DCW and DHW | 7.0 | Hydraulic Services | 2.0 | Backflow Prevention Device | ZURN | Model 375 | B370110 | Reeces | 1 |  |  |  |  | N | No | 2023-04-01 | 2022-09-05 | CDC Plumbing & Drainage | Kira Jackson
Back flow Prevention Device | 1-y | #AST15690 |  | CRPP | CRPP | PR1 | 1 | IP | Industries Protection | GR | Ground | IP-015 | Fm Tea Room | HYD | Hydraulics | 1 | CRPP-1-IP-G-HYD-24 | 015494 | 20mm RPZD Fixed to Wall with cage - Cold | 7.0 | Hydraulic Services | 2.0 | Backflow Prevention Device | ZURN | Model 375 | B413723 | Reeces | 1 |  |  |  |  | N | No | 2023-04-01 | 2022-09-05 | CDC Plumbing & Drainage | Kira Jackson
Stiebel Eltron Water Heater | 1-y | #AST136 |  | CRPP | CRPP | PR1 | 1 | SE | Security & Emergency Services Group Building | GR | Ground | SE-017 | Gas Refill | HYD | Hydraulics | 1 | CRPP-1-SES-G-HYD-16 | 013645 | Domestic hot water plant | 7.0 | Hydraulic Services | 9.0 | Hot Water Units Electric | Stiebel Eltron | DHB-E 18 LCD |  | Tradelink Plumbing Supplies | 1 |  |  |  |  | N | No | 2023-04-01 | 2022-09-05 | CDC Plumbing & Drainage | Kira Jackson
Stiebel Eltron Water Heater | 1-y | #AST4163 |  | CRPP | CRPP | PR1 | 1 | EP | Education Programs | GR | Ground | EP-045 | Cleaners | HYD | Hydraulics | 1 | CRPP-1-EP-G-HYD-16 | 015047 | Domestic hot water plant | 7.0 | Hydraulic Services | 10.0 | Hot Water Units Gas | Stiebel | DHB-E 18 LCD |  | Harvey Norman | 1 |  |  |  |  | N | No | 2023-04-01 | 2022-09-05 | CDC Plumbing & Drainage | Kira Jackson
Stiebel Eltron Water Heater | 1-y | #AST4676 |  | CRPP | CRPP | PR1 | 1 | GH | Gatehouse | GR | Ground | GH-067 | Staff Gymnasium | HYD | Hydraulics | 1 | CRPP-1-GH-G-HYD-18 | 013600 | Domestic hot water plant | 7.0 | Hydraulic Services | 9.0 | Hot Water Units Electric | Stiebel | DHB-E 18 LCD |  | Tradelink Plumbing Supplies | 1 |  |  |  |  | N | No | 2023-04-01 | 2022-09-05 | CDC Plumbing & Drainage | Kira Jackson
Cooling Pit | 1-m | #AST4663 |  | CRPP | CRPP | PR1 | 1 | EW | External Works | GR | Ground | 258 | 258 | HYD | Hydraulics | 1 | CRPP-1-EW-G-HYD-39 |  | Cooling Pit 1 KL | 7.0 | Hydraulic Services | 29.0 | Trade Waste |  |  |  | FCP Industries | 1 |  |  |  |  | N | No | 2023-04-01 | 2022-09-05 | CDC Plumbing & Drainage | Kira Jackson
Cooling Pit | 1-m | #AST4664 |  | CRPP | CRPP | PR1 | 1 | EW | External Works | GR | Ground | 258 | 258 | HYD | Hydraulics | 1 | CRPP-1-EW-G-HYD-40 |  | Cooling Pit 2 KL | 7.0 | Hydraulic Services | 29.0 | Trade Waste |  |  |  | FCP Industries | 1 |  |  |  |  | N | No | 2023-04-01 | 2022-09-05 | CDC Plumbing & Drainage | Kira Jackson
Thermostatic Mixing Valve | 1-y | #AST4 |  | CRPP | CRPP | PR1 | 1 | EN01 | Alkara Entry | GR | Ground | EN01-001 | Acc Prisoner Wc | HYD | Hydraulics | 1 | CRPP-1-EN01-G-HYD-01 | 013087 | Enware Aquablend TMV - 15mm | 7.0 | Hydraulic Services | 28.0 | Thermostatic Mixing Valves | Enware | Aquablend 1500 |  | Benton's Plumbing Supplies | 1 |  |  |  |  | N | No | 2023-04-01 | 2022-09-05 | CDC Plumbing & Drainage | Kira Jackson
Thermostatic Mixing Valve | 1-y | #AST7 |  | CRPP | CRPP | PR1 | 1 | EN01 | Alkara Entry | GR | Ground | EN01-016 | Staff Wc | HYD | Hydraulics | 1 | CRPP-1-EN01-G-HYD-05 | 013088 | Enware Aquablend TMV - 15mm | 7.0 | Hydraulic Services | 28.0 | Thermostatic Mixing Valves | Enware | Aquablend 1500 |  | Benton's Plumbing Supplies | 1 |  |  |  |  | N | No | 2023-04-01 | 2022-09-05 | CDC Plumbing & Drainage | Kira Jackson
Thermostatic Mixing Valve | 1-y | #AST8 |  | CRPP | CRPP | PR1 | 1 | EN01 | Alkara Entry | GR | Ground | EN01-017 | Acc Staff Wc | HYD | Hydraulics | 1 | CRPP-1-EN01-G-HYD-06 | 013004 | Enware Aquablend TMV - 15mm | 7.0 | Hydraulic Services | 28.0 | Thermostatic Mixing Valves | Enware | Aquablend 1500 |  | Benton's Plumbing Supplies | 1 |  |  |  |  | N | No | 2023-04-01 | 2022-09-05 | CDC Plumbing & Drainage | Kira Jackson
Thermostatic Mixing Valve | 1-y | #AST17 |  | CRPP | CRPP | PR1 | 1 | EN01 | Alkara Entry | GR | Ground | EN01-014 | Dispensary - Satellite | HYD | Hydraulics | 1 | CRPP-1-EN01-G-HYD-16 | 013089 | Enware Aquablend TMV - 15mm | 7.0 | Hydraulic Services | 28.0 | Thermostatic Mixing Valves | Enware | Aquablend 1500 |  | Benton's Plumbing Supplies | 1 |  |  |  |  | N | No | 2023-04-01 | 2022-09-05 | CDC Plumbing & Drainage | Kira Jackson
Thermostatic Mixing Valve | 1-y | #AST18 |  | CRPP | CRPP | PR1 | 1 | EN01 | Alkara Entry | GR | Ground | EN01-015 | Consult Room - Satellite | HYD | Hydraulics | 1 | CRPP-1-EN01-G-HYD-17 | 013010 | Enware Aquablend TMV - 15mm | 7.0 | Hydraulic Services | 28.0 | Thermostatic Mixing Valves | Enware | Aquablend 1500 |  | Benton's Plumbing Supplies | 1 |  |  |  |  | N | No | 2023-04-01 | 2022-09-05 | CDC Plumbing & Drainage | Kira Jackson
Thermostatic Mixing Valve | 1-y | #AST57 |  | CRPP | CRPP | PR1 | 1 | ES | External Stores | GR | Ground | ES-015 | Staff Acc Wc | HYD | Hydraulics | 1 | CRPP-1-ES-G-HYD-03 | 013626 | Enware Aquablend TMV - 20mm | 7.0 | Hydraulic Services | 28.0 | Thermostatic Mixing Valves | Enware | Aquablend 1500 |  | Benton's Plumbing Supplies | 1 |  |  |  |  | N | No | 2023-04-01 | 2022-09-05 | CDC Plumbing & Drainage | Kira Jackson
Thermostatic Mixing Valve | 1-y | #AST58 |  | CRPP | CRPP | PR1 | 1 | ES | External Stores | GR | Ground | ES-016 | Female Staff Wc | HYD | Hydraulics | 1 | CRPP-1-ES-G-HYD-04 | 013623 | Enware Aquablend TMV - 20mm | 7.0 | Hydraulic Services | 28.0 | Thermostatic Mixing Valves | Enware | Aquablend 1500 |  | Benton's Plumbing Supplies | 1 |  |  |  |  | N | No | 2023-04-01 | 2022-09-05 | CDC Plumbing & Drainage | Kira Jackson
Thermostatic Mixing Valve | 1-y | #AST59 |  | CRPP | CRPP | PR1 | 1 | ES | External Stores | GR | Ground | ES-017 | Male Staff Wc | HYD | Hydraulics | 1 | CRPP-1-ES-G-HYD-05 | 013624 | Enware Aquablend TMV - 20mm | 7.0 | Hydraulic Services | 28.0 | Thermostatic Mixing Valves | Enware | Aquablend 1500 |  | Benton's Plumbing Supplies | 1 |  |  |  |  | N | No | 2023-04-01 | 2022-09-05 | CDC Plumbing & Drainage | Kira Jackson
Thermostatic Mixing Valve | 1-y | #AST62 |  | CRPP | CRPP | PR1 | 1 | ES | External Stores | GR | Ground | ES-027 | Prisoner Wc 1 | HYD | Hydraulics | 1 | CRPP-1-ES-G-HYD-08 | 013625 | Enware Aquablend TMV - 20mm | 7.0 | Hydraulic Services | 28.0 | Thermostatic Mixing Valves | Enware | Aquablend 1500 |  | Benton's Plumbing Supplies | 1 |  |  |  |  | N | No | 2023-04-01 | 2022-09-05 | CDC Plumbing & Drainage | Kira Jackson
Thermostatic Mixing Valve | 1-y | #AST72 |  | CRPP | CRPP | PR1 | 1 | ES | External Stores | GR | Ground | ES-026 | Prisoner Wc 3 | HYD | Hydraulics | 1 | CRPP-1-ES-G-HYD-17 | 013627 | Enware Aquablend TMV - 15mm | 7.0 | Hydraulic Services | 28.0 | Thermostatic Mixing Valves | Enware | Aquablend 1500 |  | Benton's Plumbing Supplies | 1 |  |  |  |  | N | No | 2023-04-01 | 2022-09-05 | CDC Plumbing & Drainage | Kira Jackson
Thermostatic Mixing Valve | 1-y | #AST73 |  | CRPP | CRPP | PR1 | 1 | ES | External Stores | GR | Ground | ES-025 | Prisoner Wc 2 | HYD | Hydraulics | 1 | CRPP-1-ES-G-HYD-18 | 013622 | Enware Aquablend TMV - 15mm | 7.0 | Hydraulic Services | 28.0 | Thermostatic Mixing Valves | Enware | Aquablend 1500 |  | Benton's Plumbing Supplies | 1 |  |  |  |  | N | No | 2023-04-01 | 2022-09-05 | CDC Plumbing & Drainage | Kira Jackson
Thermostatic Mixing Valve | 1-y | #AST74 |  | CRPP | CRPP | PR1 | 1 | GH | Gatehouse | GR | Ground | GH-012 | Visitor Acc Wc | HYD | Hydraulics | 1 | CRPP-1-GH-G-HYD-01 | 013577 | Enware Aquablend TMV - 15mm | 7.0 | Hydraulic Services | 28.0 | Thermostatic Mixing Valves | Enware | Aquablend 1500 |  | Benton's Plumbing Supplies | 1 |  |  |  |  | N | No | 2023-04-01 | 2022-09-05 | CDC Plumbing & Drainage | Kira Jackson
Thermostatic Mixing Valve | 1-y | #AST76 |  | CRPP | CRPP | PR1 | 1 | GH | Gatehouse | GR | Ground | GH-028 | Kennel | HYD | Hydraulics | 1 | CRPP-1-GH-G-HYD-03 | 013573 | Enware Aquablend TMV - 15mm | 7.0 | Hydraulic Services | 28.0 | Thermostatic Mixing Valves | Enware | Aquablend 1500 |  | Benton's Plumbing Supplies | 1 |  |  |  |  | N | No | 2023-04-01 | 2022-09-05 | CDC Plumbing & Drainage | Kira Jackson
Thermostatic Mixing Valve | 1-y | #AST80 |  | CRPP | CRPP | PR1 | 1 | GH | Gatehouse | GR | Ground | GH-038 | Locksmith | HYD | Hydraulics | 1 | CRPP-1-GH-G-HYD-05 | 013605 | Enware Aquablend TMV - 15mm | 7.0 | Hydraulic Services | 28.0 | Thermostatic Mixing Valves | Enware | Aquablend 1500 |  | Benton's Plumbing Supplies | 1 |  |  |  |  | N | No | 2023-04-01 | 2022-09-05 | CDC Plumbing & Drainage | Kira Jackson
Thermostatic Mixing Valve | 1-y | #AST81 |  | CRPP | CRPP | PR1 | 1 | GH | Gatehouse | GR | Ground | GH-041 | Female Wc 1 | HYD | Hydraulics | 1 | CRPP-1-GH-G-HYD-06 | 013381 | Enware Aquablend TMV - 20mm | 7.0 | Hydraulic Services | 28.0 | Thermostatic Mixing Valves | Enware | Aquablend 1500 |  | Benton's Plumbing Supplies | 1 |  |  |  |  | N | No | 2023-04-01 | 2022-09-05 | CDC Plumbing & Drainage | Kira Jackson
Thermostatic Mixing Valve | 1-y | #AST86 |  | CRPP | CRPP | PR1 | 1 | GH | Gatehouse | GR | Ground | GH-062 | Male Staff Wc 2 | HYD | Hydraulics | 1 | CRPP-1-GH-G-HYD-11 | 013579 | Enware Aquablend TMV - 20mm | 7.0 | Hydraulic Services | 28.0 | Thermostatic Mixing Valves | Enware | Aquablend 1500 |  | Benton's Plumbing Supplies | 1 |  |  |  |  | N | No | 2023-04-01 | 2022-09-05 | CDC Plumbing & Drainage | Kira Jackson
Thermostatic Mixing Valve | 1-y | #AST87 |  | CRPP | CRPP | PR1 | 1 | GH | Gatehouse | GR | Ground | GH-063 | Female Staff Wc 2 | HYD | Hydraulics | 1 | CRPP-1-GH-G-HYD-12 | 013576 | Enware Aquablend TMV - 20mm | 7.0 | Hydraulic Services | 28.0 | Thermostatic Mixing Valves | Enware | Aquablend 1500 |  | Benton's Plumbing Supplies | 1 |  |  |  |  | N | No | 2023-04-01 | 2022-09-05 | CDC Plumbing & Drainage | Kira Jackson
Thermostatic Mixing Valve | 1-y | #AST88 |  | CRPP | CRPP | PR1 | 1 | GH | Gatehouse | GR | Ground | GH-064 | Unisex Wc | HYD | Hydraulics | 1 | CRPP-1-GH-G-HYD-13 | 013578 | Enware Aquablend TMV - 15mm | 7.0 | Hydraulic Services | 28.0 | Thermostatic Mixing Valves | Enware | Aquablend 1500 |  | Benton's Plumbing Supplies | 1 |  |  |  |  | N | No | 2023-04-01 | 2022-09-05 | CDC Plumbing & Drainage | Kira Jackson
Thermostatic Mixing Valve | 1-y | #AST91 |  | CRPP | CRPP | PR1 | 1 | GH | Gatehouse | L1 | Level 01 | GH-205 | Staff Wc 2 | HYD | Hydraulics | 1 | CRPP-1-GH-L1-HYD-01 | 013978 | Enware Aquablend TMV - 20mm | 7.0 | Hydraulic Services | 28.0 | Thermostatic Mixing Valves | Enware | Aquablend 1500 |  | Benton's Plumbing Supplies | 1 |  |  |  |  | N | No | 2023-04-01 | 2022-09-05 | CDC Plumbing & Drainage | Kira Jackson
Thermostatic Mixing Valve | 1-y | #AST93 |  | CRPP | CRPP | PR1 | 1 | GH | Gatehouse | GR | Ground | GH-112 | Male Wc | HYD | Hydraulics | 1 | CRPP-1-GH-G-HYD-15 | 013575 | Enware Aquablend TMV - 20mm | 7.0 | Hydraulic Services | 28.0 | Thermostatic Mixing Valves | Enware | Aquablend 1500 |  | Benton's Plumbing Supplies | 1 |  |  |  |  | N | No | 2023-04-01 | 2022-09-05 | CDC Plumbing & Drainage | Kira Jackson
Thermostatic Mixing Valve | 1-y | #AST94 |  | CRPP | CRPP | PR1 | 1 | GH | Gatehouse | L1 | Level 01 | GH-205 | Staff Wc 2 | HYD | Hydraulics | 1 | CRPP-1-GH-L1-HYD-03 | 013578 | Enware Aquablend TMV - 15mm | 7.0 | Hydraulic Services | 28.0 | Thermostatic Mixing Valves | Enware | Aquablend 1500 |  | Benton's Plumbing Supplies | 1 |  |  |  |  | N | No | 2023-04-01 | 2022-09-05 | CDC Plumbing & Drainage | Kira Jackson
Thermostatic Mixing Valve | 1-y | #AST105 | #AST4028 | CRPP | CRPP | PR1 | 1 | SS | State Services Building | GR | Ground | SS-013 | Acc Wc | HYD | Hydraulics | 1 | CRPP-1-SS-G-HYD-07 | 013009 | Enware Aquablend TMV - 20mm | 7.0 | Hydraulic Services | 28.0 | Thermostatic Mixing Valves | Enware | Aquablend 1500 |  | Benton's Plumbing Supplies | 1 |  |  |  |  | N | No | 2023-04-01 | 2022-09-05 | CDC Plumbing & Drainage | Kira Jackson
Thermostatic Mixing Valve | 1-y | #AST106 | #AST4028 | CRPP | CRPP | PR1 | 1 | SS | State Services Building | GR | Ground | SS-014 | Male Staff Wc | HYD | Hydraulics | 1 | CRPP-1-SS-G-HYD-08 | 013002 | Enware Aquablend TMV - 15mm | 7.0 | Hydraulic Services | 28.0 | Thermostatic Mixing Valves | Enware | Aquablend 1500 |  | Benton's Plumbing Supplies | 1 |  |  |  |  | N | No | 2023-04-01 | 2022-09-05 | CDC Plumbing & Drainage | Kira Jackson
Thermostatic Mixing Valve | 1-y | #AST107 | #AST4028 | CRPP | CRPP | PR1 | 1 | SS | State Services Building | GR | Ground | SS-014 | Male Staff Wc | HYD | Hydraulics | 1 | CRPP-1-SS-G-HYD-09 | 013006 | Enware Aquablend TMV - 20mm | 7.0 | Hydraulic Services | 28.0 | Thermostatic Mixing Valves | Enware | Aquablend 1500 |  | Benton's Plumbing Supplies | 1 |  |  |  |  | N | No | 2023-04-01 | 2022-09-05 | CDC Plumbing & Drainage | Kira Jackson
Thermostatic Mixing Valve | 1-y | #AST109 | #AST4028 | CRPP | CRPP | PR1 | 1 | SS | State Services Building | GR | Ground | SS-019 | Print Room | HYD | Hydraulics | 1 | CRPP-1-SS-G-HYD-11 | 013003 | Enware Aquablend TMV - 15mm | 7.0 | Hydraulic Services | 28.0 | Thermostatic Mixing Valves | Enware | Aquablend 1500 |  | Benton's Plumbing Supplies | 1 |  |  |  |  | N | No | 2023-04-01 | 2022-09-05 | CDC Plumbing & Drainage | Kira Jackson
Thermostatic Mixing Valve | 1-y | #AST111 | #AST4028 | CRPP | CRPP | PR1 | 1 | SS | State Services Building | GR | Ground | SS-024 | Wc | HYD | Hydraulics | 1 | CRPP-1-SS-G-HYD-13 | 013007 | Enware Aquablend TMV - 15mm | 7.0 | Hydraulic Services | 28.0 | Thermostatic Mixing Valves | Enware | Aquablend 1500 |  | Benton's Plumbing Supplies | 1 |  |  |  |  | N | No | 2023-04-01 | 2022-09-05 | CDC Plumbing & Drainage | Kira Jackson
Thermostatic Mixing Valve | 1-y | #AST115 | #AST4028 | CRPP | CRPP | PR1 | 1 | SS | State Services Building | GR | Ground | SS-042 | Female Staff Wc | HYD | Hydraulics | 1 | CRPP-1-SS-G-HYD-17 | 013005 | Enware Aquablend TMV - 15mm | 7.0 | Hydraulic Services | 28.0 | Thermostatic Mixing Valves | Enware | Aquablend 1500 |  | Benton's Plumbing Supplies | 1 |  |  |  |  | N | No | 2023-04-01 | 2022-09-05 | CDC Plumbing & Drainage | Kira Jackson
Thermostatic Mixing Valve | 1-y | #AST116 | #AST4028 | CRPP | CRPP | PR1 | 1 | SS | State Services Building | GR | Ground | SS-042 | Female Staff Wc | HYD | Hydraulics | 1 | CRPP-1-SS-G-HYD-18 | 013008 | Enware Aquablend TMV - 20mm | 7.0 | Hydraulic Services | 28.0 | Thermostatic Mixing Valves | Enware | Aquablend 1500 |  | Benton's Plumbing Supplies | 1 |  |  |  |  | N | No | 2023-04-01 | 2022-09-05 | CDC Plumbing & Drainage | Kira Jackson
Thermostatic Mixing Valve | 1-y | #AST122 | #AST4028 | CRPP | CRPP | PR1 | 1 | SE | Security & Emergency Services Group Building | GR | Ground | SE-007 | Unisex Acc Wc/Swr | HYD | Hydraulics | 1 | CRPP-1-SES-G-HYD-02 | 013628 | Enware Aquablend TMV - 20mm | 7.0 | Hydraulic Services | 28.0 | Thermostatic Mixing Valves | Enware | Aquablend 1500 |  | Benton's Plumbing Supplies | 1 |  |  |  |  | N | No | 2023-04-01 | 2022-09-05 | CDC Plumbing & Drainage | Kira Jackson
Thermostatic Mixing Valve | 1-y | #AST123 | #AST4028 | CRPP | CRPP | PR1 | 1 | SE | Security & Emergency Services Group Building | GR | Ground | SE-009 | Female Wc/Lockers | HYD | Hydraulics | 1 | CRPP-1-SES-G-HYD-03 | 013631 | Enware Aquablend TMV - 20mm | 7.0 | Hydraulic Services | 28.0 | Thermostatic Mixing Valves | Enware | Aquablend 1500 |  | Benton's Plumbing Supplies | 1 |  |  |  |  | N | No | 2023-04-01 | 2022-09-05 | CDC Plumbing & Drainage | Kira Jackson
Thermostatic Mixing Valve | 1-y | #AST124 | #AST4028 | CRPP | CRPP | PR1 | 1 | SE | Security & Emergency Services Group Building | GR | Ground | SE-012 | Male Wc/Lockers | HYD | Hydraulics | 1 | CRPP-1-SES-G-HYD-04 | 013630 | Enware Aquablend TMV - 20mm | 7.0 | Hydraulic Services | 28.0 | Thermostatic Mixing Valves | Enware | Aquablend 1500 |  | Benton's Plumbing Supplies | 1 |  |  |  |  | N | No | 2023-04-01 | 2022-09-05 | CDC Plumbing & Drainage | Kira Jackson
Thermostatic Mixing Valve | 1-y | #AST125 | #AST4028 | CRPP | CRPP | PR1 | 1 | SE | Security & Emergency Services Group Building | GR | Ground | SE-036 | Visitor Wc Acc | HYD | Hydraulics | 1 | CRPP-1-SES-G-HYD-05 | 013632 | Enware Aquablend TMV - 15mm | 7.0 | Hydraulic Services | 28.0 | Thermostatic Mixing Valves | Enware | Aquablend 1500 |  | Benton's Plumbing Supplies | 1 |  |  |  |  | N | No | 2023-04-01 | 2022-09-05 | CDC Plumbing & Drainage | Kira Jackson
Thermostatic Mixing Valve | 1-y | #AST127 | #AST4028 | CRPP | CRPP | PR1 | 1 | SE | Security & Emergency Services Group Building | GR | Ground | SE-076 | Dog Wash | HYD | Hydraulics | 1 | CRPP-1-SES-G-HYD-07 | 013629 | Enware Aquablend TMV - 15mm | 7.0 | Hydraulic Services | 28.0 | Thermostatic Mixing Valves | Enware | Aquablend 1500 |  | Benton's Plumbing Supplies | 1 |  |  |  |  | N | No | 2023-04-01 | 2022-09-05 | CDC Plumbing & Drainage | Kira Jackson
Thermostatic Mixing Valve | 1-y | #AST137 | #AST4028 | CRPP | CRPP | PR1 | 1 | VI | Visits | GR | Ground | VI-006 | Bathroom 1 | HYD | Hydraulics | 1 | CRPP-1-VI-G-HYD-02 | 013975 | Enware Aquablend TMV - 20mm | 7.0 | Hydraulic Services | 28.0 | Thermostatic Mixing Valves | Enware | Aquablend 1500 |  | Benton's Plumbing Supplies | 1 |  |  |  |  | N | No | 2023-04-01 | 2022-09-05 | CDC Plumbing & Drainage | Kira Jackson
Thermostatic Mixing Valve | 1-y | #AST140 | #AST4028 | CRPP | CRPP | PR1 | 1 | VI | Visits | GR | Ground | VI-013 | Bathroom 2 | HYD | Hydraulics | 1 | CRPP-1-VI-G-HYD-05 | 013969 | Enware Aquablend TMV - 20mm | 7.0 | Hydraulic Services | 28.0 | Thermostatic Mixing Valves | Enware | Aquablend 1500 |  | Benton's Plumbing Supplies | 1 |  |  |  |  | N | No | 2023-04-01 | 2022-09-05 | CDC Plumbing & Drainage | Kira Jackson
Thermostatic Mixing Valve | 1-y | #AST141 | #AST4028 | CRPP | CRPP | PR1 | 1 | VI | Visits | GR | Ground | VI-048 | Ms Prisoner Corridor 2 | HYD | Hydraulics | 1 | CRPP-1-VI-G-HYD-07 | 013968 | Enware Aquablend TMV - 15mm | 7.0 | Hydraulic Services | 28.0 | Thermostatic Mixing Valves | Enware | Aquablend 1500 |  | Benton's Plumbing Supplies | 1 |  |  |  |  | N | No | 2023-04-01 | 2022-09-05 | CDC Plumbing & Drainage | Kira Jackson
Thermostatic Mixing Valve | 1-y | #AST142 | #AST4028 | CRPP | CRPP | PR1 | 1 | VI | Visits | GR | Ground | VI-065 | Mainstream Lobby | HYD | Hydraulics | 1 | CRPP-1-VI-G-HYD-08 | 013970 | Enware Aquablend TMV - 15mm | 7.0 | Hydraulic Services | 28.0 | Thermostatic Mixing Valves | Enware | Aquablend 1500 |  | Benton's Plumbing Supplies | 1 |  |  |  |  | N | No | 2023-04-01 | 2022-09-05 | CDC Plumbing & Drainage | Kira Jackson
Thermostatic Mixing Valve | 1-y | #AST143 | #AST4028 | CRPP | CRPP | PR1 | 1 | VI | Visits | GR | Ground | VI-097 | Protection Lobby | HYD | Hydraulics | 1 | CRPP-1-VI-G-HYD-09 | 013967 | Enware Aquablend TMV - 15mm | 7.0 | Hydraulic Services | 28.0 | Thermostatic Mixing Valves | Enware | Aquablend 1500 |  | Benton's Plumbing Supplies | 1 |  |  |  |  | N | No | 2023-04-01 | 2022-09-05 | CDC Plumbing & Drainage | Kira Jackson
Thermostatic Mixing Valve | 1-y | #AST144 | #AST4028 | CRPP | CRPP | PR1 | 1 | VI | Visits | GR | Ground | VI-099 | Protection Corridor 1 | HYD | Hydraulics | 1 | CRPP-1-VI-G-HYD-10 | 013966 | Enware Aquablend TMV - 15mm | 7.0 | Hydraulic Services | 28.0 | Thermostatic Mixing Valves | Enware | Aquablend 1500 |  | Benton's Plumbing Supplies | 1 |  |  |  |  | N | No | 2023-04-01 | 2022-09-05 | CDC Plumbing & Drainage | Kira Jackson
Thermostatic Mixing Valve | 1-y | #AST145 | #AST4028 | CRPP | CRPP | PR1 | 1 | VI | Visits | GR | Ground | VI-142 | Canteen | HYD | Hydraulics | 1 | CRPP-1-VI-G-HYD-11 | 013962 | Enware Aquablend TMV - 15mm | 7.0 | Hydraulic Services | 28.0 | Thermostatic Mixing Valves | Enware | Aquablend 1500 |  | Benton's Plumbing Supplies | 1 |  |  |  |  | N | No | 2023-04-01 | 2022-09-05 | CDC Plumbing & Drainage | Kira Jackson
Thermostatic Mixing Valve | 1-y | #AST146 |  | CRPP | CRPP | PR1 | 1 | VI | Visits | GR | Ground | VI-144 | Staff Wc Airlock | HYD | Hydraulics | 1 | CRPP-1-VI-G-HYD-12 | 013976 | Enware Aquablend TMV - 15mm | 7.0 | Hydraulic Services | 28.0 | Thermostatic Mixing Valves | Enware | Aquablend 1500 |  | Benton's Plumbing Supplies | 1 |  |  |  |  | N | No | 2023-04-01 | 2022-09-05 | CDC Plumbing & Drainage | Kira Jackson
Thermostatic Mixing Valve | 1-y | #AST151 |  | CRPP | CRPP | PR1 | 1 | VI | Visits | GR | Ground | VI-150 | Male Wc | HYD | Hydraulics | 1 | CRPP-1-VI-G-HYD-21 | 013971 | Enware Aquablend TMV - 20mm | 7.0 | Hydraulic Services | 28.0 | Thermostatic Mixing Valves | Enware | Aquablend 1500 |  | Benton's Plumbing Supplies | 1 |  |  |  |  | N | No | 2023-04-01 | 2022-09-05 | CDC Plumbing & Drainage | Kira Jackson
Thermostatic Mixing Valve | 1-y | #AST152 |  | CRPP | CRPP | PR1 | 1 | VI | Visits | GR | Ground | VI-151 | Female Wc | HYD | Hydraulics | 1 | CRPP-1-VI-G-HYD-22 | 013973 | Enware Aquablend TMV - 20mm | 7.0 | Hydraulic Services | 28.0 | Thermostatic Mixing Valves | Enware | Aquablend 1500 |  | Benton's Plumbing Supplies | 1 |  |  |  |  | N | No | 2023-04-01 | 2022-09-05 | CDC Plumbing & Drainage | Kira Jackson
Thermostatic Mixing Valve | 1-y | #AST154 |  | CRPP | CRPP | PR1 | 1 | VI | Visits | GR | Ground | VI-153 | Visitor Acc Wc | HYD | Hydraulics | 1 | CRPP-1-VI-G-HYD-24 | 013965 | Enware Aquablend TMV - 15mm | 7.0 | Hydraulic Services | 28.0 | Thermostatic Mixing Valves | Enware | Aquablend 1500 |  | Benton's Plumbing Supplies | 1 |  |  |  |  | N | No | 2023-04-01 | 2022-09-05 | CDC Plumbing & Drainage | Kira Jackson
Thermostatic Mixing Valve | 1-y | #AST155 |  | CRPP | CRPP | PR1 | 1 | VI | Visits | GR | Ground | VI-154 | Baby Feed | HYD | Hydraulics | 1 | CRPP-1-VI-G-HYD-25 | 013974 | Enware Aquablend TMV - 15mm | 7.0 | Hydraulic Services | 28.0 | Thermostatic Mixing Valves | Enware | Aquablend 1500 |  | Benton's Plumbing Supplies | 1 |  |  |  |  | N | No | 2023-04-01 | 2022-09-05 | CDC Plumbing & Drainage | Kira Jackson
Thermostatic Mixing Valve | 1-y | #AST156 |  | CRPP | CRPP | PR1 | 1 | VI | Visits | GR | Ground | VI-157 | Staff Wc Airlock | HYD | Hydraulics | 1 | CRPP-1-VI-G-HYD-26 | 013976 | Enware Aquablend TMV - 20mm | 7.0 | Hydraulic Services | 28.0 | Thermostatic Mixing Valves | Enware | Aquablend 1500 |  | Benton's Plumbing Supplies | 1 |  |  |  |  | N | No | 2023-04-01 | 2022-09-05 | CDC Plumbing & Drainage | Kira Jackson
Thermostatic Mixing Valve | 1-y | #AST161 | #AST4028 | CRPP | CRPP | PR1 | 1 | MA01-ALKARA 1 | Main Accommodation 01 (Alkara 1) | GR | Ground | MA01-011 | Store 2 | HYD | Hydraulics | 1 | CRPP-1-MA1-G-HYD-01 | 013001 | Enware Aquablend TMV - 20mm | 7.0 | Hydraulic Services | 28.0 | Thermostatic Mixing Valves | Enware | Aquablend 1500 |  | Benton's Plumbing Supplies | 1 |  |  |  |  | N | No | 2023-04-01 | 2022-09-05 | CDC Plumbing & Drainage | Kira Jackson
Thermostatic Mixing Valve | 1-y | #AST244 | #AST4028 | CRPP | CRPP | PR1 | 1 | MA16-HAILAR 2 | Main Accommodation 16 (Hailar 2) | GR | Ground | MA16-011 | Store 2 | HYD | Hydraulics | 1 | CRPP-1-MA16-G-HYD-01 | 013378 | Enware Aquablend TMV - 20mm | 7.0 | Hydraulic Services | 28.0 | Thermostatic Mixing Valves | Enware | Aquablend 1500 |  | Benton's Plumbing Supplies | 1 |  |  |  |  | N | No | 2023-04-01 | 2022-09-05 | CDC Plumbing & Drainage | Kira Jackson
Thermostatic Mixing Valve | 1-y | #AST327 | #AST4028 | CRPP | CRPP | PR1 | 1 | MA02-ALKARA 2 | Main Accommodation 02 (Alkara 2) | GR | Ground | MA02-011 | Store 2 | HYD | Hydraulics | 1 | CRPP-1-MA2-G-HYD-01 | 013380 | Enware Aquablend TMV - 20mm | 7.0 | Hydraulic Services | 28.0 | Thermostatic Mixing Valves | Enware | Aquablend 1500 |  | Benton's Plumbing Supplies | 1 |  |  |  |  | N | No | 2023-04-01 | 2022-09-05 | CDC Plumbing & Drainage | Kira Jackson
Thermostatic Mixing Valve | 1-y | #AST410 | #AST4028 | CRPP | CRPP | PR1 | 1 | MA15-HAILAR 1 | Main Accommodation 15 (Hailar 1) | GR | Ground | MA15-011 | Store 2 | HYD | Hydraulics | 1 | CRPP-1-MA15-G-HYD-01 | 013379 | Enware Aquablend TMV - 20mm | 7.0 | Hydraulic Services | 28.0 | Thermostatic Mixing Valves | Enware | Aquablend 1500 |  | Benton's Plumbing Supplies | 1 |  |  |  |  | N | No | 2023-04-01 | 2022-09-05 | CDC Plumbing & Drainage | Kira Jackson
Thermostatic Mixing Valve | 1-y | #AST597 | #AST4028 | CRPP | CRPP | PR1 | 1 | MA03-BENNETTI 1 | Main Accommodation 03 (Bennetti 1) | GR | Ground | MA03-011 | Store 2 | HYD | Hydraulics | 1 | CRPP-1-MA3-G-HYD-01 | 013963 | Enware Aquablend TMV - 20mm | 7.0 | Hydraulic Services | 28.0 | Thermostatic Mixing Valves | Enware | Aquablend 1500 |  | Benton's Plumbing Supplies | 1 |  |  |  |  | N | No | 2023-04-01 | 2022-09-05 | CDC Plumbing & Drainage | Kira Jackson
Thermostatic Mixing Valve | 1-y | #AST755 | #AST4028 | CRPP | CRPP | PR1 | 1 | MA04-BENNETTI 2 | Main Accommodation 04 (Bennetti 2) | GR | Ground | MA04-011 | Store 2 | HYD | Hydraulics | 1 | CRPP-1-MA4-G-HYD-01 | 013964 | Enware Aquablend TMV - 20mm | 7.0 | Hydraulic Services | 28.0 | Thermostatic Mixing Valves | Enware | Aquablend 1500 |  | Benton's Plumbing Supplies | 1 |  |  |  |  | N | No | 2023-04-01 | 2022-09-05 | CDC Plumbing & Drainage | Kira Jackson
Thermostatic Mixing Valve | 1-y | #AST838 | #AST4028 | CRPP | CRPP | PR1 | 1 | MA05-CETI 1 | Main Accommodation 05 (Ceti 1) | GR | Ground | MA05-011 | Store 2 | HYD | Hydraulics | 1 | CRPP-1-MA05-G-HYD-01 | 014267 | Enware Aquablend TMV - 20mm | 7.0 | Hydraulic Services | 28.0 | Thermostatic Mixing Valves | Enware | Aquablend 1500 |  | Benton's Plumbing Supplies | 1 |  |  |  |  | N | No | 2023-04-01 | 2022-09-05 | CDC Plumbing & Drainage | Kira Jackson
Thermostatic Mixing Valve | 1-y | #AST921 | #AST4028 | CRPP | CRPP | PR1 | 1 | MA06-CETI 2 | Main Accommodation 06 (Ceti 2) | GR | Ground | MA06-011 | Store 2 | HYD | Hydraulics | 1 | CRPP-1-MA06-G-HYD-01 | 014268 | Enware Aquablend TMV - 20mm | 7.0 | Hydraulic Services | 28.0 | Thermostatic Mixing Valves | Enware | Aquablend 1500 |  | Benton's Plumbing Supplies | 1 |  |  |  |  | N | No | 2023-04-01 | 2022-09-05 | CDC Plumbing & Drainage | Kira Jackson
Thermostatic Mixing Valve | 1-y | #AST1004 | #AST4028 | CRPP | CRPP | PR1 | 1 | MA07-DUNCAN 1 | Main Accommodation 07 (Duncan 1) | GR | Ground | MA07-011 | Store 2 | HYD | Hydraulics | 1 | CRPP-1-MA07-G-HYD-01 | 014320 | Enware Aquablend TMV - 20mm | 7.0 | Hydraulic Services | 28.0 | Thermostatic Mixing Valves | Enware | Aquablend 1500 |  | Benton's Plumbing Supplies | 1 |  |  |  |  | N | No | 2023-04-01 | 2022-09-05 | CDC Plumbing & Drainage | Kira Jackson
Thermostatic Mixing Valve | 1-y | #AST1087 | #AST4028 | CRPP | CRPP | PR1 | 1 | MA08-DUNCAN 2 | Main Accommodation 08 (Duncan 2) | GR | Ground | MA08-011 | Store 2 | HYD | Hydraulics | 1 | CRPP-1-MA08-G-HYD-01 | 014270 | Enware Aquablend TMV - 20mm | 7.0 | Hydraulic Services | 28.0 | Thermostatic Mixing Valves | Enware | Aquablend 1500 |  | Benton's Plumbing Supplies | 1 |  |  |  |  | N | No | 2023-04-01 | 2022-09-05 | CDC Plumbing & Drainage | Kira Jackson
Thermostatic Mixing Valve | 1-y | #AST1170 | #AST4028 | CRPP | CRPP | PR1 | 1 | MA09-EASTLAKES 1 | Main Accommodation 09 (Eastlakes 1) | GR | Ground | MA09-011 | Store 2 | HYD | Hydraulics | 1 | CRPP-1-MA09-G-HYD-01 | 014271 | Enware Aquablend TMV - 20mm | 7.0 | Hydraulic Services | 28.0 | Thermostatic Mixing Valves | Enware | Aquablend 1500 |  | Benton's Plumbing Supplies | 1 |  |  |  |  | N | No | 2023-04-01 | 2022-09-05 | CDC Plumbing & Drainage | Kira Jackson
Thermostatic Mixing Valve | 1-y | #AST1253 | #AST4028 | CRPP | CRPP | PR1 | 1 | MA10-EASTLAKES 2 | Main Accommodation 10 (Eastlakes 2) | GR | Ground | MA10-011 | Store 2 | HYD | Hydraulics | 1 | CRPP-1-MA10-G-HYD-01 | 014272 | Enware Aquablend TMV - 20mm | 7.0 | Hydraulic Services | 28.0 | Thermostatic Mixing Valves | Enware | Aquablend 1500 |  | Benton's Plumbing Supplies | 1 |  |  |  |  | N | No | 2023-04-01 | 2022-09-05 | CDC Plumbing & Drainage | Kira Jackson
Thermostatic Mixing Valve | 1-y | #AST1336 | #AST4028 | CRPP | CRPP | PR1 | 1 | MA11-FRANCO 1 | Main Accommodation 11 (Franco 1) | GR | Ground | MA11-011 | Store 2 | HYD | Hydraulics | 1 | CRPP-1-MA11-G-HYD-01 | 014274 | Enware Aquablend TMV - 20mm | 7.0 | Hydraulic Services | 28.0 | Thermostatic Mixing Valves | Enware | Aquablend 1500 |  | Benton's Plumbing Supplies | 1 |  |  |  |  | N | No | 2023-04-01 | 2022-09-05 | CDC Plumbing & Drainage | Kira Jackson
Thermostatic Mixing Valve | 1-y | #AST1419 | #AST4028 | CRPP | CRPP | PR1 | 1 | MA12-FRANCO 2 | Main Accommodation 12 (Franco 2) | GR | Ground | MA12-011 | Store 2 | HYD | Hydraulics | 1 | CRPP-1-MA12-G-HYD-01 | 014273 | Enware Aquablend TMV - 20mm | 7.0 | Hydraulic Services | 28.0 | Thermostatic Mixing Valves | Enware | Aquablend 1500 |  | Benton's Plumbing Supplies | 1 |  |  |  |  | N | No | 2023-04-01 | 2022-09-05 | CDC Plumbing & Drainage | Kira Jackson
Thermostatic Mixing Valve | 1-y | #AST1502 | #AST4028 | CRPP | CRPP | PR1 | 1 | MA13-GALVIN 1 | Main Accommodation 13 (Galvin 1) | GR | Ground | MA13-011 | Store 2 | HYD | Hydraulics | 1 | CRPP-1-MA13-G-HYD-01 | 013987 | Enware Aquablend TMV - 20mm | 7.0 | Hydraulic Services | 28.0 | Thermostatic Mixing Valves | Enware | Aquablend 1500 |  | Benton's Plumbing Supplies | 1 |  |  |  |  | N | No | 2023-04-01 | 2022-09-05 | CDC Plumbing & Drainage | Kira Jackson
Thermostatic Mixing Valve | 1-y | #AST1585 | #AST4028 | CRPP | CRPP | PR1 | 1 | MA14-GALVIN 2 | Main Accommodation 14 (Galvin 2) | GR | Ground | MA14-011 | Store 2 | HYD | Hydraulics | 1 | CRPP-1-MA14-G-HYD-01 | 013384 | Enware Aquablend TMV - 20mm | 7.0 | Hydraulic Services | 28.0 | Thermostatic Mixing Valves | Enware | Aquablend 1500 |  | Benton's Plumbing Supplies | 1 |  |  |  |  | N | No | 2023-04-01 | 2022-09-05 | CDC Plumbing & Drainage | Kira Jackson
Thermostatic Mixing Valve | 1-y | #AST1716 | #AST4028 | CRPP | CRPP | PR1 | 1 | RD | Reception Discharge | GR | Ground | RD-001 | Corridor | HYD | Hydraulics | 1 | CRPP-1-RD-G-HYD-02 | 014044 | Enware Aquablend TMV - 15mm | 7.0 | Hydraulic Services | 28.0 | Thermostatic Mixing Valves | Enware | Aquablend 1500 |  | Benton's Plumbing Supplies | 1 |  |  |  |  | N | No | 2023-04-01 | 2022-09-05 | CDC Plumbing & Drainage | Kira Jackson
Thermostatic Mixing Valve | 1-y | #AST1717 | #AST4028 | CRPP | CRPP | PR1 | 1 | RD | Reception Discharge | GR | Ground | RD-001 | Corridor | HYD | Hydraulics | 1 | CRPP-1-RD-G-HYD-03 | 014049 | Enware Aquablend TMV - 20mm | 7.0 | Hydraulic Services | 28.0 | Thermostatic Mixing Valves | Enware | Aquablend 1500 |  | Benton's Plumbing Supplies | 1 |  |  |  |  | N | No | 2023-04-01 | 2022-09-05 | CDC Plumbing & Drainage | Kira Jackson
Thermostatic Mixing Valve | 1-y | #AST1718 | #AST4028 | CRPP | CRPP | PR1 | 1 | RD | Reception Discharge | GR | Ground | RD-001 | Corridor | HYD | Hydraulics | 1 | CRPP-1-RD-G-HYD-04 | 014050 | Enware Aquablend TMV - 15mm | 7.0 | Hydraulic Services | 28.0 | Thermostatic Mixing Valves | Enware | Aquablend 1500 |  | Benton's Plumbing Supplies | 1 |  |  |  |  | N | No | 2023-04-01 | 2022-09-05 | CDC Plumbing & Drainage | Kira Jackson
Thermostatic Mixing Valve | 1-y | #AST1719 | #AST4028 | CRPP | CRPP | PR1 | 1 | RD | Reception Discharge | GR | Ground | RD-011 | Urinalysis Store | HYD | Hydraulics | 1 | CRPP-1-RD-G-HYD-05 | 014048 | Enware Aquablend TMV - 15mm | 7.0 | Hydraulic Services | 28.0 | Thermostatic Mixing Valves | Enware | Aquablend 1500 |  | Benton's Plumbing Supplies | 1 |  |  |  |  | N | No | 2023-04-01 | 2022-09-05 | CDC Plumbing & Drainage | Kira Jackson
Thermostatic Mixing Valve | 1-y | #AST1724 | #AST4028 | CRPP | CRPP | PR1 | 1 | RD | Reception Discharge | GR | Ground | RD-127 | Duct 8 | HYD | Hydraulics | 1 | CRPP-1-RD-G-HYD-10 | 014072 | Enware Aquablend TMV - 15mm | 7.0 | Hydraulic Services | 28.0 | Thermostatic Mixing Valves | Enware | Aquablend 1500 |  | Benton's Plumbing Supplies | 1 |  |  |  |  | N | No | 2023-04-01 | 2022-09-05 | CDC Plumbing & Drainage | Kira Jackson
Thermostatic Mixing Valve | 1-y | #AST1725 | #AST4028 | CRPP | CRPP | PR1 | 1 | RD | Reception Discharge | GR | Ground | RD-026 | Acc Prisoner Wc 1 | HYD | Hydraulics | 1 | CRPP-1-RD-G-HYD-11 | 014045 | Enware Aquablend TMV - 15mm | 7.0 | Hydraulic Services | 28.0 | Thermostatic Mixing Valves | Enware | Aquablend 1500 |  | Benton's Plumbing Supplies | 1 |  |  |  |  | N | No | 2023-04-01 | 2022-09-05 | CDC Plumbing & Drainage | Kira Jackson
Thermostatic Mixing Valve | 1-y | #AST1727 | #AST4028 | CRPP | CRPP | PR1 | 1 | RD | Reception Discharge | GR | Ground | RD-052 | Duct 4 | HYD | Hydraulics | 1 | CRPP-1-RD-G-HYD-13 | 014016 | Enware Aquablend TMV - 15mm | 7.0 | Hydraulic Services | 28.0 | Thermostatic Mixing Valves | Enware | Aquablend 1500 |  | Benton's Plumbing Supplies | 1 |  |  |  |  | N | No | 2023-04-01 | 2022-09-05 | CDC Plumbing & Drainage | Kira Jackson
Thermostatic Mixing Valve | 1-y | #AST1728 | #AST4028 | CRPP | CRPP | PR1 | 1 | RD | Reception Discharge | GR | Ground | RD-029 | Consulting 2 | HYD | Hydraulics | 1 | CRPP-1-RD-G-HYD-14 | 014046 | Enware Aquablend TMV - 15mm | 7.0 | Hydraulic Services | 28.0 | Thermostatic Mixing Valves | Enware | Aquablend 1500 |  | Benton's Plumbing Supplies | 1 |  |  |  |  | N | No | 2023-04-01 | 2022-09-05 | CDC Plumbing & Drainage | Kira Jackson
Thermostatic Mixing Valve | 1-y | #AST1729 | #AST4028 | CRPP | CRPP | PR1 | 1 | RD | Reception Discharge | GR | Ground | RD-030 | Consulting 1 | HYD | Hydraulics | 1 | CRPP-1-RD-G-HYD-15 | 014041 | Enware Aquablend TMV - 15mm | 7.0 | Hydraulic Services | 28.0 | Thermostatic Mixing Valves | Enware | Aquablend 1500 |  | Benton's Plumbing Supplies | 1 |  |  |  |  | N | No | 2023-04-01 | 2022-09-05 | CDC Plumbing & Drainage | Kira Jackson
Thermostatic Mixing Valve | 1-y | #AST1733 | #AST4028 | CRPP | CRPP | PR1 | 1 | RD | Reception Discharge | GR | Ground | RD-043 | Officer Post/Box Writer | HYD | Hydraulics | 1 | CRPP-1-RD-G-HYD-19 | 014042 | Enware Aquablend TMV - 15mm | 7.0 | Hydraulic Services | 28.0 | Thermostatic Mixing Valves | Enware | Aquablend 1500 |  | Benton's Plumbing Supplies | 1 |  |  |  |  | N | No | 2023-04-01 | 2022-09-05 | CDC Plumbing & Drainage | Kira Jackson
Thermostatic Mixing Valve | 1-y | #AST1736 | #AST4028 | CRPP | CRPP | PR1 | 1 | RD | Reception Discharge | GR | Ground | RD-057 | Wc Airlock | HYD | Hydraulics | 1 | CRPP-1-RD-G-HYD-22 | 014043 | Enware Aquablend TMV - 20mm | 7.0 | Hydraulic Services | 28.0 | Thermostatic Mixing Valves | Enware | Aquablend 1500 |  | Benton's Plumbing Supplies | 1 |  |  |  |  | N | No | 2023-04-01 | 2022-09-05 | CDC Plumbing & Drainage | Kira Jackson
Thermostatic Mixing Valve | 1-y | #AST1745 |  | CRPP | CRPP | PR1 | 1 | HE | Health | GR | Ground | HE-010 | Nurse Station 1 | HYD | Hydraulics | 1 | CRPP-1-HE-G-HYD-02 | 015032 | Enware Aquablend TMV - 15mm | 7.0 | Hydraulic Services | 28.0 | Thermostatic Mixing Valves | Enware | Aquablend 1500 |  | Benton's Plumbing Supplies | 1 |  |  |  |  | N | No | 2023-04-01 | 2022-09-05 | CDC Plumbing & Drainage | Kira Jackson
Thermostatic Mixing Valve | 1-y | #AST1747 |  | CRPP | CRPP | PR1 | 1 | HE | Health | GR | Ground | HE-014 | Ensuite 1 | HYD | Hydraulics | 1 | CRPP-1-HE-G-HYD-04 | 015034 | Enware Aquablend TMV - 15mm | 7.0 | Hydraulic Services | 28.0 | Thermostatic Mixing Valves | Enware | Aquablend 1500 |  | Benton's Plumbing Supplies | 1 |  |  |  |  | N | No | 2023-04-01 | 2022-09-05 | CDC Plumbing & Drainage | Kira Jackson
Thermostatic Mixing Valve | 1-y | #AST1748 |  | CRPP | CRPP | PR1 | 1 | HE | Health | GR | Ground | HE-015 | Ensuite 2 | HYD | Hydraulics | 1 | CRPP-1-HE-G-HYD-05 | 015039 | Enware Aquablend TMV - 15mm | 7.0 | Hydraulic Services | 28.0 | Thermostatic Mixing Valves | Enware | Aquablend 1500 |  | Benton's Plumbing Supplies | 1 |  |  |  |  | N | No | 2023-04-01 | 2022-09-05 | CDC Plumbing & Drainage | Kira Jackson
Thermostatic Mixing Valve | 1-y | #AST1750 |  | CRPP | CRPP | PR1 | 1 | HE | Health | GR | Ground | HE-020 | Ensuite 3 | HYD | Hydraulics | 1 | CRPP-1-HE-G-HYD-07 | 015027 | Enware Aquablend TMV - 15mm | 7.0 | Hydraulic Services | 28.0 | Thermostatic Mixing Valves | Enware | Aquablend 1500 |  | Benton's Plumbing Supplies | 1 |  |  |  |  | N | No | 2023-04-01 | 2022-09-05 | CDC Plumbing & Drainage | Kira Jackson
Thermostatic Mixing Valve | 1-y | #AST1751 |  | CRPP | CRPP | PR1 | 1 | HE | Health | GR | Ground | HE-021 | Ensuite 4 | HYD | Hydraulics | 1 | CRPP-1-HE-G-HYD-08 | 015339 | Enware Aquablend TMV - 15mm | 7.0 | Hydraulic Services | 28.0 | Thermostatic Mixing Valves | Enware | Aquablend 1500 |  | Benton's Plumbing Supplies | 1 |  |  |  |  | N | No | 2023-04-01 | 2022-09-05 | CDC Plumbing & Drainage | Kira Jackson
Thermostatic Mixing Valve | 1-y | #AST1752 |  | CRPP | CRPP | PR1 | 1 | HE | Health | GR | Ground | HE-023 | Ensuite 5 | HYD | Hydraulics | 1 | CRPP-1-HE-G-HYD-09 | 015346 | Enware Aquablend TMV - 15mm | 7.0 | Hydraulic Services | 28.0 | Thermostatic Mixing Valves | Enware | Aquablend 1500 |  | Benton's Plumbing Supplies | 1 |  |  |  |  | N | No | 2023-04-01 | 2022-09-05 | CDC Plumbing & Drainage | Kira Jackson
Thermostatic Mixing Valve | 1-y | #AST1753 |  | CRPP | CRPP | PR1 | 1 | HE | Health | GR | Ground | HE-025 | Corridor 4 | HYD | Hydraulics | 1 | CRPP-1-HE-G-HYD-10 | 015025 | Enware Aquablend TMV - 15mm | 7.0 | Hydraulic Services | 28.0 | Thermostatic Mixing Valves | Enware | Aquablend 1500 |  | Benton's Plumbing Supplies | 1 |  |  |  |  | N | No | 2023-04-01 | 2022-09-05 | CDC Plumbing & Drainage | Kira Jackson
Thermostatic Mixing Valve | 1-y | #AST1754 |  | CRPP | CRPP | PR1 | 1 | HE | Health | GR | Ground | HE-025 | Corridor 4 | HYD | Hydraulics | 1 | CRPP-1-HE-G-HYD-11 | 015035 | Enware Aquablend TMV - 15mm | 7.0 | Hydraulic Services | 28.0 | Thermostatic Mixing Valves | Enware | Aquablend 1500 |  | Benton's Plumbing Supplies | 1 |  |  |  |  | N | No | 2023-04-01 | 2022-09-05 | CDC Plumbing & Drainage | Kira Jackson
Thermostatic Mixing Valve | 1-y | #AST1755 |  | CRPP | CRPP | PR1 | 1 | HE | Health | GR | Ground | HE-027 | Ensuite 6 | HYD | Hydraulics | 1 | CRPP-1-HE-G-HYD-12 | 015339 | Enware Aquablend TMV - 15mm | 7.0 | Hydraulic Services | 28.0 | Thermostatic Mixing Valves | Enware | Aquablend 1500 |  | Benton's Plumbing Supplies | 1 |  |  |  |  | N | No | 2023-04-01 | 2022-09-05 | CDC Plumbing & Drainage | Kira Jackson
Thermostatic Mixing Valve | 1-y | #AST1756 |  | CRPP | CRPP | PR1 | 1 | HE | Health | GR | Ground | HE-030 | Dirty Utility | HYD | Hydraulics | 1 | CRPP-1-HE-G-HYD-13 | 015031 | Enware Aquablend TMV - 15mm | 7.0 | Hydraulic Services | 28.0 | Thermostatic Mixing Valves | Enware | Aquablend 1500 |  | Benton's Plumbing Supplies | 1 |  |  |  |  | N | No | 2023-04-01 | 2022-09-05 | CDC Plumbing & Drainage | Kira Jackson
Thermostatic Mixing Valve | 1-y | #AST1757 |  | CRPP | CRPP | PR1 | 1 | HE | Health | GR | Ground | HE-035 | Clean Utility | HYD | Hydraulics | 1 | CRPP-1-HE-G-HYD-14 | 015030 | Enware Aquablend TMV - 15mm | 7.0 | Hydraulic Services | 28.0 | Thermostatic Mixing Valves | Enware | Aquablend 1500 |  | Benton's Plumbing Supplies | 1 |  |  |  |  | N | No | 2023-04-01 | 2022-09-05 | CDC Plumbing & Drainage | Kira Jackson
Thermostatic Mixing Valve | 1-y | #AST1758 |  | CRPP | CRPP | PR1 | 1 | HE | Health | GR | Ground | HE-040 | Male Staff Wc | HYD | Hydraulics | 1 | CRPP-1-HE-G-HYD-15 | 015041 | Enware Aquablend TMV - 15mm | 7.0 | Hydraulic Services | 28.0 | Thermostatic Mixing Valves | Enware | Aquablend 1500 |  | Benton's Plumbing Supplies | 1 |  |  |  |  | N | No | 2023-04-01 | 2022-09-05 | CDC Plumbing & Drainage | Kira Jackson
Thermostatic Mixing Valve | 1-y | #AST1759 |  | CRPP | CRPP | PR1 | 1 | HE | Health | GR | Ground | HE-041 | Acc Staff Wc | HYD | Hydraulics | 1 | CRPP-1-HE-G-HYD-16 | 015017 | Enware Aquablend TMV - 15mm | 7.0 | Hydraulic Services | 28.0 | Thermostatic Mixing Valves | Enware | Aquablend 1500 |  | Benton's Plumbing Supplies | 1 |  |  |  |  | N | No | 2023-04-01 | 2022-09-05 | CDC Plumbing & Drainage | Kira Jackson
Thermostatic Mixing Valve | 1-y | #AST1760 |  | CRPP | CRPP | PR1 | 1 | HE | Health | GR | Ground | HE-043 | Female Staff Wc | HYD | Hydraulics | 1 | CRPP-1-HE-G-HYD-17 | 015021 | Enware Aquablend TMV - 20mm | 7.0 | Hydraulic Services | 28.0 | Thermostatic Mixing Valves | Enware | Aquablend 1500 |  | Benton's Plumbing Supplies | 1 |  |  |  |  | N | No | 2023-04-01 | 2022-09-05 | CDC Plumbing & Drainage | Kira Jackson
Thermostatic Mixing Valve | 1-y | #AST1761 |  | CRPP | CRPP | PR1 | 1 | HE | Health | GR | Ground | HE-059 | Protection Lobby | HYD | Hydraulics | 1 | CRPP-1-HE-G-HYD-18 | 015024 | Enware Aquablend TMV - 15mm | 7.0 | Hydraulic Services | 28.0 | Thermostatic Mixing Valves | Enware |  |  | Benton's Plumbing Supplies | 1 |  |  |  |  | N | No | 2023-04-01 | 2022-09-05 | CDC Plumbing & Drainage | Kira Jackson
Thermostatic Mixing Valve | 1-y | #AST1771 |  | CRPP | CRPP | PR1 | 1 | HE | Health | GR | Ground | HE-072 | Corridor 1 | HYD | Hydraulics | 1 | CRPP-1-HE-G-HYD-28 | 015018 | Enware Aquablend TMV - 15mm | 7.0 | Hydraulic Services | 28.0 | Thermostatic Mixing Valves | Enware | Aquablend 1500 |  | Benton's Plumbing Supplies | 1 |  |  |  |  | N | No | 2023-04-01 | 2022-09-05 | CDC Plumbing & Drainage | Kira Jackson
Thermostatic Mixing Valve | 1-y | #AST1773 |  | CRPP | CRPP | PR1 | 1 | HE | Health | GR | Ground | HE-073 | Consulting 6 | HYD | Hydraulics | 1 | CRPP-1-HE-G-HYD-30 | 015028 | Enware Aquablend TMV - 15mm | 7.0 | Hydraulic Services | 28.0 | Thermostatic Mixing Valves | Enware | Aquablend 1500 |  | Benton's Plumbing Supplies | 1 |  |  |  |  | N | No | 2023-04-01 | 2022-09-05 | CDC Plumbing & Drainage | Kira Jackson
Thermostatic Mixing Valve | 1-y | #AST1774 |  | CRPP | CRPP | PR1 | 1 | HE | Health | GR | Ground | HE-079 | Consulting 2 | HYD | Hydraulics | 1 | CRPP-1-HE-G-HYD-31 | 015026 | Enware Aquablend TMV - 15mm | 7.0 | Hydraulic Services | 28.0 | Thermostatic Mixing Valves | Enware | Aquablend 1500 |  | Benton's Plumbing Supplies | 1 |  |  |  |  | N | No | 2023-04-01 | 2022-09-05 | CDC Plumbing & Drainage | Kira Jackson
Thermostatic Mixing Valve | 1-y | #AST1775 |  | CRPP | CRPP | PR1 | 1 | HE | Health | GR | Ground | HE-080 | Consulting 1 | HYD | Hydraulics | 1 | CRPP-1-HE-G-HYD-32 | 015033 | Enware Aquablend TMV - 15mm | 7.0 | Hydraulic Services | 28.0 | Thermostatic Mixing Valves | Enware | Aquablend 1500 |  | Benton's Plumbing Supplies | 1 |  |  |  |  | N | No | 2023-04-01 | 2022-09-05 | CDC Plumbing & Drainage | Kira Jackson
Thermostatic Mixing Valve | 1-y | #AST1776 |  | CRPP | CRPP | PR1 | 1 | HE | Health | GR | Ground | HE-082 | Consulting 7 | HYD | Hydraulics | 1 | CRPP-1-HE-G-HYD-33 | 015014 | Enware Aquablend TMV - 15mm | 7.0 | Hydraulic Services | 28.0 | Thermostatic Mixing Valves | Enware | Aquablend 1500 |  | Benton's Plumbing Supplies | 1 |  |  |  |  | N | No | 2023-04-01 | 2022-09-05 | CDC Plumbing & Drainage | Kira Jackson
Thermostatic Mixing Valve | 1-y | #AST1777 |  | CRPP | CRPP | PR1 | 1 | HE | Health | GR | Ground | HE-083 | Treatment | HYD | Hydraulics | 1 | CRPP-1-HE-G-HYD-34 | 015038 | Enware Aquablend TMV - 15mm | 7.0 | Hydraulic Services | 28.0 | Thermostatic Mixing Valves | Enware | Aquablend 1500 |  | Benton's Plumbing Supplies | 1 |  |  |  |  | N | No | 2023-04-01 | 2022-09-05 | CDC Plumbing & Drainage | Kira Jackson
Thermostatic Mixing Valve | 1-y | #AST1778 |  | CRPP | CRPP | PR1 | 1 | HE | Health | GR | Ground | HE-084 | X-Ray Room | HYD | Hydraulics | 1 | CRPP-1-HE-G-HYD-35 | 015037 | Enware Aquablend TMV - 15mm | 7.0 | Hydraulic Services | 28.0 | Thermostatic Mixing Valves | Enware | Aquablend 1500 |  | Benton's Plumbing Supplies | 1 |  |  |  |  | N | No | 2023-04-01 | 2022-09-05 | CDC Plumbing & Drainage | Kira Jackson
Thermostatic Mixing Valve | 1-y | #AST1779 |  | CRPP | CRPP | PR1 | 1 | HE | Health | GR | Ground | HE-085 | Dental | HYD | Hydraulics | 1 | CRPP-1-HE-G-HYD-36 | 015019 | Enware Aquablend TMV - 15mm | 7.0 | Hydraulic Services | 28.0 | Thermostatic Mixing Valves | Enware | Aquablend 1500 |  | Benton's Plumbing Supplies | 1 |  |  |  |  | N | No | 2023-04-01 | 2022-09-05 | CDC Plumbing & Drainage | Kira Jackson
Thermostatic Mixing Valve | 1-y | #AST1780 |  | CRPP | CRPP | PR1 | 1 | HE | Health | GR | Ground | HE-086 | Dental Workroom | HYD | Hydraulics | 1 | CRPP-1-HE-G-HYD-37 | 015015 | Enware Aquablend TMV - 15mm | 7.0 | Hydraulic Services | 28.0 | Thermostatic Mixing Valves | Enware | Aquablend 1500 |  | Benton's Plumbing Supplies | 1 |  |  |  |  | N | No | 2023-04-01 | 2022-09-05 | CDC Plumbing & Drainage | Kira Jackson
Thermostatic Mixing Valve | 1-y | #AST1781 |  | CRPP | CRPP | PR1 | 1 | HE | Health | GR | Ground | HE-087 | Physio + Ot | HYD | Hydraulics | 1 | CRPP-1-HE-G-HYD-38 | 015029 | Enware Aquablend TMV - 15mm | 7.0 | Hydraulic Services | 28.0 | Thermostatic Mixing Valves | Enware | Aquablend 1500 |  | Benton's Plumbing Supplies | 1 |  |  |  |  | N | No | 2023-04-01 | 2022-09-05 | CDC Plumbing & Drainage | Kira Jackson
Thermostatic Mixing Valve | 1-y | #AST1782 |  | CRPP | CRPP | PR1 | 1 | HE | Health | GR | Ground | HE-088 | Pharmacy | HYD | Hydraulics | 1 | CRPP-1-HE-G-HYD-39 | 015023 | Enware Aquablend TMV - 15mm | 7.0 | Hydraulic Services | 28.0 | Thermostatic Mixing Valves | Enware | Aquablend 1500 |  | Benton's Plumbing Supplies | 1 |  |  |  |  | N | No | 2023-04-01 | 2022-09-05 | CDC Plumbing & Drainage | Kira Jackson
Thermostatic Mixing Valve | 1-y | #AST1784 |  | CRPP | CRPP | PR1 | 1 | HE | Health | GR | Ground | HE-094 | Consulting 10 | HYD | Hydraulics | 1 | CRPP-1-HE-G-HYD-41 | 015020 | Enware Aquablend TMV - 15mm | 7.0 | Hydraulic Services | 28.0 | Thermostatic Mixing Valves | Enware | Aquablend 1500 |  | Benton's Plumbing Supplies | 1 |  |  |  |  | N | No | 2023-04-01 | 2022-09-05 | CDC Plumbing & Drainage | Kira Jackson
Thermostatic Mixing Valve | 1-y | #AST1785 |  | CRPP | CRPP | PR1 | 1 | HE | Health | GR | Ground | HE-095 | Consulting 11 | HYD | Hydraulics | 1 | CRPP-1-HE-G-HYD-42 | 015036 | Enware Aquablend TMV - 15mm | 7.0 | Hydraulic Services | 28.0 | Thermostatic Mixing Valves | Enware | Aquablend 1500 |  | Benton's Plumbing Supplies | 1 |  |  |  |  | N | No | 2023-04-01 | 2022-09-05 | CDC Plumbing & Drainage | Kira Jackson
Thermostatic Mixing Valve | 1-y | #AST1786 |  | CRPP | CRPP | PR1 | 1 | HE | Health | GR | Ground | HE-096 | Consulting 12 | HYD | Hydraulics | 1 | CRPP-1-HE-G-HYD-43 | 015046 | Enware Aquablend TMV - 15mm | 7.0 | Hydraulic Services | 28.0 | Thermostatic Mixing Valves | Enware | Aquablend 1500 |  | Benton's Plumbing Supplies | 1 |  |  |  |  | N | No | 2023-04-01 | 2022-09-05 | CDC Plumbing & Drainage | Kira Jackson
Thermostatic Mixing Valve | 1-y | #AST3849 | #AST4028 | CRPP | CRPP | PR1 | 1 | OC | Operations Centre | GR | Ground | OC-001 | Corridor 1 | HYD | Hydraulics | 1 | CRPP-1-OC-G-HYD-01 | 014025 | Enware Aquablend TMV - 15mm | 7.0 | Hydraulic Services | 28.0 | Thermostatic Mixing Valves | Enware | Aquablend 1500 |  | Benton's Plumbing Supplies | 1 |  |  |  |  | N | No | 2023-04-01 | 2022-09-05 | CDC Plumbing & Drainage | Kira Jackson
Thermostatic Mixing Valve | 1-y | #AST3850 | #AST4028 | CRPP | CRPP | PR1 | 1 | OC | Operations Centre | GR | Ground | OC-021 | Female Staff Wc 1 | HYD | Hydraulics | 1 | CRPP-1-OC-G-HYD-02 | 014022 | Enware Aquablend TMV - 20mm | 7.0 | Hydraulic Services | 28.0 | Thermostatic Mixing Valves | Enware | Aquablend 1500 |  | Benton's Plumbing Supplies | 1 |  |  |  |  | N | No | 2023-04-01 | 2022-09-05 | CDC Plumbing & Drainage | Kira Jackson
Thermostatic Mixing Valve | 1-y | #AST3851 | #AST4028 | CRPP | CRPP | PR1 | 1 | OC | Operations Centre | GR | Ground | OC-022 | Male Staff Wc 1 | HYD | Hydraulics | 1 | CRPP-1-OC-G-HYD-03 | 014032 | Enware Aquablend TMV - 20mm | 7.0 | Hydraulic Services | 28.0 | Thermostatic Mixing Valves | Enware | Aquablend 1500 |  | Benton's Plumbing Supplies | 1 |  |  |  |  | N | No | 2023-04-01 | 2022-09-05 | CDC Plumbing & Drainage | Kira Jackson
Thermostatic Mixing Valve | 1-y | #AST3852 | #AST4028 | CRPP | CRPP | PR1 | 1 | OC | Operations Centre | GR | Ground | OC-023 | Acc Staff Wc 1 | HYD | Hydraulics | 1 | CRPP-1-OC-G-HYD-04 | 014026 | Enware Aquablend TMV - 15mm | 7.0 | Hydraulic Services | 28.0 | Thermostatic Mixing Valves | Enware | Aquablend 1500 |  | Benton's Plumbing Supplies | 1 |  |  |  |  | N | No | 2023-04-01 | 2022-09-05 | CDC Plumbing & Drainage | Kira Jackson
Thermostatic Mixing Valve | 1-y | #AST3859 | #AST4028 | CRPP | CRPP | PR1 | 1 | OC | Operations Centre | GR | Ground | OC-031 | Urinalysis 2 | HYD | Hydraulics | 1 | CRPP-1-OC-G-HYD-07 | 014031 | Enware Aquablend TMV - 15mm | 7.0 | Hydraulic Services | 28.0 | Thermostatic Mixing Valves | Enware | Aquablend 1500 |  | Benton's Plumbing Supplies | 1 |  |  |  |  | N | No | 2023-04-01 | 2022-09-05 | CDC Plumbing & Drainage | Kira Jackson
Thermostatic Mixing Valve | 1-y | #AST3860 | #AST4028 | CRPP | CRPP | PR1 | 1 | OC | Operations Centre | GR | Ground | OC-033 | Shop | HYD | Hydraulics | 1 | CRPP-1-OC-G-HYD-08 | 014027 | Enware Aquablend TMV - 15mm | 7.0 | Hydraulic Services | 28.0 | Thermostatic Mixing Valves | Enware | Aquablend 1500 |  | Benton's Plumbing Supplies | 1 |  |  |  |  | N | No | 2023-04-01 | 2022-09-05 | CDC Plumbing & Drainage | Kira Jackson
Thermostatic Mixing Valve | 1-y | #AST3861 | #AST4028 | CRPP | CRPP | PR1 | 1 | OC | Operations Centre | GR | Ground | OC-036 | Female Staff Wc 2 | HYD | Hydraulics | 1 | CRPP-1-OC-G-HYD-09 | 014024 | Enware Aquablend TMV - 15mm | 7.0 | Hydraulic Services | 28.0 | Thermostatic Mixing Valves | Enware | Aquablend 1500 |  | Benton's Plumbing Supplies | 1 |  |  |  |  | N | No | 2023-04-01 | 2022-09-05 | CDC Plumbing & Drainage | Kira Jackson
Thermostatic Mixing Valve | 1-y | #AST3862 | #AST4028 | CRPP | CRPP | PR1 | 1 | OC | Operations Centre | GR | Ground | OC-036 | Female Staff Wc 2 | HYD | Hydraulics | 1 | CRPP-1-OC-G-HYD-10 | 014029 | Enware Aquablend TMV - 15mm | 7.0 | Hydraulic Services | 28.0 | Thermostatic Mixing Valves | Enware | Aquablend 1500 |  | Benton's Plumbing Supplies | 1 |  |  |  |  | N | No | 2023-04-01 | 2022-09-05 | CDC Plumbing & Drainage | Kira Jackson
Thermostatic Mixing Valve | 1-y | #AST3863 | #AST4028 | CRPP | CRPP | PR1 | 1 | OC | Operations Centre | L1 | Level 01 | OC-117 | Urinalysis Store | HYD | Hydraulics | 1 | CRPP-1-OC-L1-HYD-01 | 014023 | Enware Aquablend TMV - 15mm | 7.0 | Hydraulic Services | 28.0 | Thermostatic Mixing Valves | Enware | Aquablend 1500 |  | Benton's Plumbing Supplies | 1 |  |  |  |  | N | No | 2023-04-01 | 2022-09-05 | CDC Plumbing & Drainage | Kira Jackson
Thermostatic Mixing Valve | 1-y | #AST3864 | #AST4028 | CRPP | CRPP | PR1 | 1 | OC | Operations Centre | L1 | Level 01 | OC-121 | Acc Staff Wc 2 | HYD | Hydraulics | 1 | CRPP-1-OC-L1-HYD-02 | 014028 | Enware Aquablend TMV - 15mm | 7.0 | Hydraulic Services | 28.0 | Thermostatic Mixing Valves | Enware | Aquablend 1500 |  | Benton's Plumbing Supplies | 1 |  |  |  |  | N | No | 2023-04-01 | 2022-09-05 | CDC Plumbing & Drainage | Kira Jackson
Thermostatic Mixing Valve | 1-y | #AST3865 | #AST4028 | CRPP | CRPP | PR1 | 1 | OC | Operations Centre | L1 | Level 01 | OC-123 | Male Staff Wc 3 | HYD | Hydraulics | 1 | CRPP-1-OC-L1-HYD-03 | 014029 | Enware Aquablend TMV - 15mm | 7.0 | Hydraulic Services | 28.0 | Thermostatic Mixing Valves | Enware | Aquablend 1500 |  | Benton's Plumbing Supplies | 1 |  |  |  |  | N | No | 2023-04-01 | 2022-09-05 | CDC Plumbing & Drainage | Kira Jackson
Thermostatic Mixing Valve | 1-y | #AST3866 | #AST4028 | CRPP | CRPP | PR1 | 1 | OC | Operations Centre | L1 | Level 01 | OC-124 | Female Staff Wc 3 | HYD | Hydraulics | 1 | CRPP-1-OC-L1-HYD-04 | 014030 | Enware Aquablend TMV - 20mm | 7.0 | Hydraulic Services | 28.0 | Thermostatic Mixing Valves | Enware | Aquablend 1500 |  | Benton's Plumbing Supplies | 1 |  |  |  |  | N | No | 2023-04-01 | 2022-09-05 | CDC Plumbing & Drainage | Kira Jackson
Thermostatic Mixing Valve | 1-y | #AST3873 | #AST4028 | CRPP | CRPP | PR1 | 1 | RC | Recreation | GR | Ground | RC-001 | Corridor 1 | HYD | Hydraulics | 1 | CRPP-1-RC-G-HYD-03 | 013310 | Enware Aquablend TMV - 20mm | 7.0 | Hydraulic Services | 28.0 | Thermostatic Mixing Valves | Enware | Aquablend 1500 |  | Benton's Plumbing Supplies | 1 |  |  |  |  | N | No | 2023-04-01 | 2022-09-05 | CDC Plumbing & Drainage | Kira Jackson
Thermostatic Mixing Valve | 1-y | #AST3874 | #AST4028 | CRPP | CRPP | PR1 | 1 | RC | Recreation | GR | Ground | RC-003 | Mainstream Barber | HYD | Hydraulics | 1 | CRPP-1-RC-G-HYD-04 | 014887 | Enware Aquablend TMV - 15mm | 7.0 | Hydraulic Services | 28.0 | Thermostatic Mixing Valves | Enware | Aquablend 1500 |  | Benton's Plumbing Supplies | 1 |  |  |  |  | N | No | 2023-04-01 | 2022-09-05 | CDC Plumbing & Drainage | Kira Jackson
Thermostatic Mixing Valve | 1-y | #AST3875 | #AST4028 | CRPP | CRPP | PR1 | 1 | RC | Recreation | GR | Ground | RC-005 | Acc Staff Wc | HYD | Hydraulics | 1 | CRPP-1-RC-G-HYD-05 | 015332 | Enware Aquablend TMV - 15mm | 7.0 | Hydraulic Services | 28.0 | Thermostatic Mixing Valves | Enware | Aquablend 1500 |  | Benton's Plumbing Supplies | 1 |  |  |  |  | N | No | 2023-04-01 | 2022-09-05 | CDC Plumbing & Drainage | Kira Jackson
Thermostatic Mixing Valve | 1-y | #AST3876 | #AST4028 | CRPP | CRPP | PR1 | 1 | RC | Recreation | GR | Ground | RC-017 | Protection Barber | HYD | Hydraulics | 1 | CRPP-1-RC-G-HYD-06 | 015496 | Enware Aquablend TMV - 15mm | 7.0 | Hydraulic Services | 28.0 | Thermostatic Mixing Valves | Enware | Aquablend 1500 |  | Benton's Plumbing Supplies | 1 |  |  |  |  | N | No | 2023-04-01 | 2022-09-05 | CDC Plumbing & Drainage | Kira Jackson
Thermostatic Mixing Valve | 1-y | #AST3877 | #AST4028 | CRPP | CRPP | PR1 | 1 | RC | Recreation | GR | Ground | RC-018 | Visitor Wc | HYD | Hydraulics | 1 | CRPP-1-RC-G-HYD-07 | 015332 | Enware Aquablend TMV - 20mm | 7.0 | Hydraulic Services | 28.0 | Thermostatic Mixing Valves | Enware | Aquablend 1500 |  | Benton's Plumbing Supplies | 1 |  |  |  |  | N | No | 2023-04-01 | 2022-09-05 | CDC Plumbing & Drainage | Kira Jackson
Thermostatic Mixing Valve | 1-y | #AST3878 | #AST4028 | CRPP | CRPP | PR1 | 1 | RC | Recreation | GR | Ground | RC-019 | Staff Wc | HYD | Hydraulics | 1 | CRPP-1-RC-G-HYD-08 | 015497 | Enware Aquablend TMV - 20mm | 7.0 | Hydraulic Services | 28.0 | Thermostatic Mixing Valves | Enware | Aquablend 1500 |  | Benton's Plumbing Supplies | 1 |  |  |  |  | N | No | 2023-04-01 | 2022-09-05 | CDC Plumbing & Drainage | Kira Jackson
Thermostatic Mixing Valve | 1-y | #AST3879 | #AST4028 | CRPP | CRPP | PR1 | 1 | RC | Recreation | GR | Ground | RC-021 | Corridor 2 | HYD | Hydraulics | 1 | CRPP-1-RC-G-HYD-09 | 015338 | Enware Aquablend TMV - 15mm | 7.0 | Hydraulic Services | 28.0 | Thermostatic Mixing Valves | Enware | Aquablend 1500 |  | Benton's Plumbing Supplies | 1 |  |  |  |  | N | No | 2023-04-01 | 2022-09-05 | CDC Plumbing & Drainage | Kira Jackson
Thermostatic Mixing Valve | 1-y | #AST3880 | #AST4028 | CRPP | CRPP | PR1 | 1 | RC | Recreation | GR | Ground | RC-021 | Corridor 2 | HYD | Hydraulics | 1 | CRPP-1-RC-G-HYD-10 | 015498 | Enware Aquablend TMV - 20mm | 7.0 | Hydraulic Services | 28.0 | Thermostatic Mixing Valves | Enware | Aquablend 1500 |  | Benton's Plumbing Supplies | 1 |  |  |  |  | N | No | 2023-04-01 | 2022-09-05 | CDC Plumbing & Drainage | Kira Jackson
Thermostatic Mixing Valve | 1-y | #AST4028 |  | CRPP | CRPP | PR1 | 1 | CC | Cultural Centre | GR | Ground | CC-001 | Corridor | HYD | Hydraulics | 1 | CRPP-1-CC-G-HYD-06 | 014840 | Enware Aquablend TMV - 15mm | 7.0 | Hydraulic Services | 28.0 | Thermostatic Mixing Valves | Enware | Aquablend 1500 |  | Benton's Plumbing Supplies | 1 |  |  |  |  | N | No | 2023-04-01 | 2022-09-05 | CDC Plumbing & Drainage | Kira Jackson
Thermostatic Mixing Valve | 1-y | #AST4030 |  | CRPP | CRPP | PR1 | 1 | CC | Cultural Centre | GR | Ground | CC-013 | Wc Airlock | HYD | Hydraulics | 1 | CRPP-1-CC-G-HYD-08 | 014039 | Enware Aquablend TMV - 15mm | 7.0 | Hydraulic Services | 28.0 | Thermostatic Mixing Valves | Enware | Aquablend 1500 |  | Benton's Plumbing Supplies | 1 |  |  |  |  | N | No | 2023-04-01 | 2022-09-05 | CDC Plumbing & Drainage | Kira Jackson
Thermostatic Mixing Valve | 1-y | #AST4031 |  | CRPP | CRPP | PR1 | 1 | CC | Cultural Centre | GR | Ground | CC-014 | Acc Staff Wc | HYD | Hydraulics | 1 | CRPP-1-CC-G-HYD-09 | 014040 | Enware Aquablend TMV - 15mm | 7.0 | Hydraulic Services | 28.0 | Thermostatic Mixing Valves | Enware | Aquablend 1500 |  | Benton's Plumbing Supplies | 1 |  |  |  |  | N | No | 2023-04-01 | 2022-09-05 | CDC Plumbing & Drainage | Kira Jackson
Thermostatic Mixing Valve | 1-y | #AST4043 |  | CRPP | CRPP | PR1 | 1 | EN02 | Bennetti Entry | GR | Ground | EN02-016 | Staff Wc | HYD | Hydraulics | 1 | CRPP-1-EN02-G-HYD-03 | 013124 | Enware Aquablend TMV - 15mm | 7.0 | Hydraulic Services | 28.0 | Thermostatic Mixing Valves | Enware | Aquablend 1500 |  | Benton's Plumbing Supplies | 1 |  |  |  |  | N | No | 2023-04-01 | 2022-09-05 | CDC Plumbing & Drainage | Kira Jackson
Thermostatic Mixing Valve | 1-y | #AST4044 |  | CRPP | CRPP | PR1 | 1 | EN02 | Bennetti Entry | GR | Ground | EN02-001 | Acc Prisoner Wc | HYD | Hydraulics | 1 | CRPP-1-EN02-G-HYD-04 | 013123 | Enware Aquablend TMV - 15mm | 7.0 | Hydraulic Services | 28.0 | Thermostatic Mixing Valves | Enware | Aquablend 1500 |  | Benton's Plumbing Supplies | 1 |  |  |  |  | N | No | 2023-04-01 | 2022-09-05 | CDC Plumbing & Drainage | Kira Jackson
Thermostatic Mixing Valve | 1-y | #AST4045 |  | CRPP | CRPP | PR1 | 1 | EN02 | Bennetti Entry | GR | Ground | EN02-017 | Acc Staff Wc | HYD | Hydraulics | 1 | CRPP-1-EN02-G-HYD-05 | 013126 | Enware Aquablend TMV - 15mm | 7.0 | Hydraulic Services | 28.0 | Thermostatic Mixing Valves | Enware | Aquablend 1500 |  | Benton's Plumbing Supplies | 1 |  |  |  |  | N | No | 2023-04-01 | 2022-09-05 | CDC Plumbing & Drainage | Kira Jackson
Thermostatic Mixing Valve | 1-y | #AST4054 |  | CRPP | CRPP | PR1 | 1 | EN02 | Bennetti Entry | GR | Ground | EN02-014 | Dispensary - Satellite | HYD | Hydraulics | 1 | CRPP-1-EN02-G-HYD-14 | 013125 | Enware Aquablend TMV - 15mm | 7.0 | Hydraulic Services | 28.0 | Thermostatic Mixing Valves | Enware | Aquablend 1500 |  | Benton's Plumbing Supplies | 1 |  |  |  |  | N | No | 2023-04-01 | 2022-09-05 | CDC Plumbing & Drainage | Kira Jackson
Thermostatic Mixing Valve | 1-y | #AST4055 |  | CRPP | CRPP | PR1 | 1 | EN02 | Bennetti Entry | GR | Ground | EN02-015 | Consult Room - Satellite | HYD | Hydraulics | 1 | CRPP-1-EN02-G-HYD-15 | 013127 | Enware Aquablend TMV - 15mm | 7.0 | Hydraulic Services | 28.0 | Thermostatic Mixing Valves | Enware | Aquablend 1500 |  | Benton's Plumbing Supplies | 1 |  |  |  |  | N | No | 2023-04-01 | 2022-09-05 | CDC Plumbing & Drainage | Kira Jackson
Thermostatic Mixing Valve | 1-y | #AST4058 |  | CRPP | CRPP | PR1 | 1 | EN03 | Ceti Entry | GR | Ground | EN03-016 | Staff Wc | HYD | Hydraulics | 1 | CRPP-1-EN03-G-HYD-03 | 015317 | Enware Aquablend TMV - 15mm | 7.0 | Hydraulic Services | 28.0 | Thermostatic Mixing Valves | Enware | Aquablend 1500 |  | Benton's Plumbing Supplies | 1 |  |  |  |  | N | No | 2023-04-01 | 2022-09-05 | CDC Plumbing & Drainage | Kira Jackson
Thermostatic Mixing Valve | 1-y | #AST4059 |  | CRPP | CRPP | PR1 | 1 | EN03 | Ceti Entry | GR | Ground | EN03-001 | Acc Prisoner Wc | HYD | Hydraulics | 1 | CRPP-1-EN03-G-HYD-04 | 015316 | Enware Aquablend TMV - 15mm | 7.0 | Hydraulic Services | 28.0 | Thermostatic Mixing Valves | Enware | Aquablend 1500 |  | Benton's Plumbing Supplies | 1 |  |  |  |  | N | No | 2023-04-01 | 2022-09-05 | CDC Plumbing & Drainage | Kira Jackson
Thermostatic Mixing Valve | 1-y | #AST4060 |  | CRPP | CRPP | PR1 | 1 | EN03 | Ceti Entry | GR | Ground | EN03-017 | Acc Staff Wc | HYD | Hydraulics | 1 | CRPP-1-EN03-G-HYD-05 | 015335 | Enware Aquablend TMV - 15mm | 7.0 | Hydraulic Services | 28.0 | Thermostatic Mixing Valves | Enware | Aquablend 1500 |  | Benton's Plumbing Supplies | 1 |  |  |  |  | N | No | 2023-04-01 | 2022-09-05 | CDC Plumbing & Drainage | Kira Jackson
Thermostatic Mixing Valve | 1-y | #AST4069 |  | CRPP | CRPP | PR1 | 1 | EN03 | Ceti Entry | GR | Ground | EN03-014 | Dispensary - Satellite | HYD | Hydraulics | 1 | CRPP-1-EN03-G-HYD-14 | 015322 | Enware Aquablend TMV - 15mm | 7.0 | Hydraulic Services | 28.0 | Thermostatic Mixing Valves | Enware | Aquablend 1500 |  | Benton's Plumbing Supplies | 1 |  |  |  |  | N | No | 2023-04-01 | 2022-09-05 | CDC Plumbing & Drainage | Kira Jackson
Thermostatic Mixing Valve | 1-y | #AST4070 |  | CRPP | CRPP | PR1 | 1 | EN03 | Ceti Entry | GR | Ground | EN03-015 | Consult Room - Satellite | HYD | Hydraulics | 1 | CRPP-1-EN03-G-HYD-15 | 015333 | Enware Aquablend TMV - 15mm | 7.0 | Hydraulic Services | 28.0 | Thermostatic Mixing Valves | Enware | Aquablend 1500 |  | Benton's Plumbing Supplies | 1 |  |  |  |  | N | No | 2023-04-01 | 2022-09-05 | CDC Plumbing & Drainage | Kira Jackson
Thermostatic Mixing Valve | 1-y | #AST4073 |  | CRPP | CRPP | PR1 | 1 | EN04/WE1 | Duncan Entry | GR | Ground | EN04-016 | Staff Wc | HYD | Hydraulics | 1 | CRPP-1-EN04-G-HYD-03 | 014850 | Enware Aquablend TMV - 15mm | 7.0 | Hydraulic Services | 28.0 | Thermostatic Mixing Valves | Enware | Aquablend 1500 |  | Benton's Plumbing Supplies | 1 |  |  |  |  | N | No | 2023-04-01 | 2022-09-05 | CDC Plumbing & Drainage | Kira Jackson
Thermostatic Mixing Valve | 1-y | #AST4074 |  | CRPP | CRPP | PR1 | 1 | EN04/WE1 | Duncan Entry | GR | Ground | EN04-001 | Acc Prisoner Wc | HYD | Hydraulics | 1 | CRPP-1-EN04-G-HYD-04 | 014848 | Enware Aquablend TMV - 15mm | 7.0 | Hydraulic Services | 28.0 | Thermostatic Mixing Valves | Enware | Aquablend 1500 |  | Benton's Plumbing Supplies | 1 |  |  |  |  | N | No | 2023-04-01 | 2022-09-05 | CDC Plumbing & Drainage | Kira Jackson
Thermostatic Mixing Valve | 1-y | #AST4075 |  | CRPP | CRPP | PR1 | 1 | EN04/WE1 | Duncan Entry | GR | Ground | EN04-017 | Acc Staff Wc | HYD | Hydraulics | 1 | CRPP-1-EN04-G-HYD-05 | 014846 | Enware Aquablend TMV - 15mm | 7.0 | Hydraulic Services | 28.0 | Thermostatic Mixing Valves | Enware | Aquablend 1500 |  | Benton's Plumbing Supplies | 1 |  |  |  |  | N | No | 2023-04-01 | 2022-09-05 | CDC Plumbing & Drainage | Kira Jackson
Thermostatic Mixing Valve | 1-y | #AST4084 |  | CRPP | CRPP | PR1 | 1 | EN04/WE1 | Duncan Entry | GR | Ground | EN04-014 | Dispensary - Satellite | HYD | Hydraulics | 1 | CRPP-1-EN04-G-HYD-15 | 014849 | Enware Aquablend TMV - 15mm | 7.0 | Hydraulic Services | 28.0 | Thermostatic Mixing Valves | Enware | Aquablend 1500 |  | Benton's Plumbing Supplies | 1 |  |  |  |  | N | No | 2023-04-01 | 2022-09-05 | CDC Plumbing & Drainage | Kira Jackson
Thermostatic Mixing Valve | 1-y | #AST4085 |  | CRPP | CRPP | PR1 | 1 | EN04/WE1 | Duncan Entry | GR | Ground | EN04-015 | Consult Room - Satellite | HYD | Hydraulics | 1 | CRPP-1-EN04-G-HYD-16 | 014847 | Enware Aquablend TMV - 15mm | 7.0 | Hydraulic Services | 28.0 | Thermostatic Mixing Valves | Enware | Aquablend 1500 |  | Benton's Plumbing Supplies | 1 |  |  |  |  | N | No | 2023-04-01 | 2022-09-05 | CDC Plumbing & Drainage | Kira Jackson
Thermostatic Mixing Valve | 1-y | #AST4088 |  | CRPP | CRPP | PR1 | 1 | EN05/WE2 | Eastlakes Entry | GR | Ground | EN05-016 | Staff Wc | HYD | Hydraulics | 1 | CRPP-1-EN05-G-HYD-03 | 014869 | Enware Aquablend TMV - 15mm | 7.0 | Hydraulic Services | 28.0 | Thermostatic Mixing Valves | Enware | Aquablend 1500 |  | Benton's Plumbing Supplies | 1 |  |  |  |  | N | No | 2023-04-01 | 2022-09-05 | CDC Plumbing & Drainage | Kira Jackson
Thermostatic Mixing Valve | 1-y | #AST4089 |  | CRPP | CRPP | PR1 | 1 | EN05/WE2 | Eastlakes Entry | GR | Ground | EN05-001 | Acc Prisoner Wc | HYD | Hydraulics | 1 | CRPP-1-EN05-G-HYD-04 | 014870 | Enware Aquablend TMV - 15mm | 7.0 | Hydraulic Services | 28.0 | Thermostatic Mixing Valves | Enware | Aquablend 1500 |  | Benton's Plumbing Supplies | 1 |  |  |  |  | N | No | 2023-04-01 | 2022-09-05 | CDC Plumbing & Drainage | Kira Jackson
Thermostatic Mixing Valve | 1-y | #AST4090 |  | CRPP | CRPP | PR1 | 1 | EN05/WE2 | Eastlakes Entry | GR | Ground | EN05-017 | Acc Staff Wc | HYD | Hydraulics | 1 | CRPP-1-EN05-G-HYD-05 | 014871 | Enware Aquablend TMV - 15mm | 7.0 | Hydraulic Services | 28.0 | Thermostatic Mixing Valves | Enware | Aquablend 1500 |  | Benton's Plumbing Supplies | 1 |  |  |  |  | N | No | 2023-04-01 | 2022-09-05 | CDC Plumbing & Drainage | Kira Jackson
Thermostatic Mixing Valve | 1-y | #AST4099 |  | CRPP | CRPP | PR1 | 1 | EN05/WE2 | Eastlakes Entry | GR | Ground | EN05-014 | Dispensary - Satellite | HYD | Hydraulics | 1 | CRPP-1-EN05-G-HYD-14 | 014867 | Enware Aquablend TMV - 15mm | 7.0 | Hydraulic Services | 28.0 | Thermostatic Mixing Valves | Enware | Aquablend 1500 |  | Benton's Plumbing Supplies | 1 |  |  |  |  | N | No | 2023-04-01 | 2022-09-05 | CDC Plumbing & Drainage | Kira Jackson
Thermostatic Mixing Valve | 1-y | #AST4100 |  | CRPP | CRPP | PR1 | 1 | EN05/WE2 | Eastlakes Entry | GR | Ground | EN05-015 | Consult Room - Satellite | HYD | Hydraulics | 1 | CRPP-1-EN05-G-HYD-15 | 014868 | Enware Aquablend TMV - 15mm | 7.0 | Hydraulic Services | 28.0 | Thermostatic Mixing Valves | Enware | Aquablend 1500 |  | Benton's Plumbing Supplies | 1 |  |  |  |  | N | No | 2023-04-01 | 2022-09-05 | CDC Plumbing & Drainage | Kira Jackson
Thermostatic Mixing Valve | 1-y | #AST4103 |  | CRPP | CRPP | PR1 | 1 | EN06 | Franco Entry | GR | Ground | EN06-016 | Staff Wc | HYD | Hydraulics | 1 | CRPP-1-EN06-G-HYD-03 | 014882 | Enware Aquablend TMV - 15mm | 7.0 | Hydraulic Services | 28.0 | Thermostatic Mixing Valves | Enware | Aquablend 1500 |  | Benton's Plumbing Supplies | 1 |  |  |  |  | N | No | 2023-04-01 | 2022-09-05 | CDC Plumbing & Drainage | Kira Jackson
Thermostatic Mixing Valve | 1-y | #AST4104 |  | CRPP | CRPP | PR1 | 1 | EN06 | Franco Entry | GR | Ground | EN06-001 | Acc Prisoner Wc | HYD | Hydraulics | 1 | CRPP-1-EN06-G-HYD-04 | 014883 | Enware Aquablend TMV - 15mm | 7.0 | Hydraulic Services | 28.0 | Thermostatic Mixing Valves | Enware | Aquablend 1500 |  | Benton's Plumbing Supplies | 1 |  |  |  |  | N | No | 2023-04-01 | 2022-09-05 | CDC Plumbing & Drainage | Kira Jackson
Thermostatic Mixing Valve | 1-y | #AST4105 |  | CRPP | CRPP | PR1 | 1 | EN06 | Franco Entry | GR | Ground | EN06-017 | Acc Staff Wc | HYD | Hydraulics | 1 | CRPP-1-EN06-G-HYD-05 | 014884 | Enware Aquablend TMV - 15mm | 7.0 | Hydraulic Services | 28.0 | Thermostatic Mixing Valves | Enware | Aquablend 1500 |  | Benton's Plumbing Supplies | 1 |  |  |  |  | N | No | 2023-04-01 | 2022-09-05 | CDC Plumbing & Drainage | Kira Jackson
Thermostatic Mixing Valve | 1-y | #AST4114 |  | CRPP | CRPP | PR1 | 1 | EN06 | Franco Entry | GR | Ground | EN06-014 | Dispensary - Satellite | HYD | Hydraulics | 1 | CRPP-1-EN06-G-HYD-14 | 014880 | Enware Aquablend TMV - 15mm | 7.0 | Hydraulic Services | 28.0 | Thermostatic Mixing Valves | Enware | Aquablend 1500 |  | Benton's Plumbing Supplies | 1 |  |  |  |  | N | No | 2023-04-01 | 2022-09-05 | CDC Plumbing & Drainage | Kira Jackson
Thermostatic Mixing Valve | 1-y | #AST4115 |  | CRPP | CRPP | PR1 | 1 | EN06 | Franco Entry | GR | Ground | EN06-015 | Consult Room - Satellite | HYD | Hydraulics | 1 | CRPP-1-EN06-G-HYD-15 | 014881 | Enware Aquablend TMV - 15mm | 7.0 | Hydraulic Services | 28.0 | Thermostatic Mixing Valves | Enware | Aquablend 1500 |  | Benton's Plumbing Supplies | 1 |  |  |  |  | N | No | 2023-04-01 | 2022-09-05 | CDC Plumbing & Drainage | Kira Jackson
Thermostatic Mixing Valve | 1-y | #AST4118 |  | CRPP | CRPP | PR1 | 1 | EN07 | Galvin Entry | GR | Ground | EN07-016 | Staff Wc | HYD | Hydraulics | 1 | CRPP-1-EN07-G-HYD-03 | 014836 | Enware Aquablend TMV - 15mm | 7.0 | Hydraulic Services | 28.0 | Thermostatic Mixing Valves | Enware | Aquablend 1500 |  | Benton's Plumbing Supplies | 1 |  |  |  |  | N | No | 2023-04-01 | 2022-09-05 | CDC Plumbing & Drainage | Kira Jackson
Thermostatic Mixing Valve | 1-y | #AST4119 |  | CRPP | CRPP | PR1 | 1 | EN07 | Galvin Entry | GR | Ground | EN07-001 | Acc Prisoner Wc | HYD | Hydraulics | 1 | CRPP-1-EN07-G-HYD-04 | 014837 | Enware Aquablend TMV - 15mm | 7.0 | Hydraulic Services | 28.0 | Thermostatic Mixing Valves | Enware | Aquablend 1500 |  | Benton's Plumbing Supplies | 1 |  |  |  |  | N | No | 2023-04-01 | 2022-09-05 | CDC Plumbing & Drainage | Kira Jackson
Thermostatic Mixing Valve | 1-y | #AST4120 |  | CRPP | CRPP | PR1 | 1 | EN07 | Galvin Entry | GR | Ground | EN07-017 | Acc Staff Wc | HYD | Hydraulics | 1 | CRPP-1-EN07-G-HYD-05 | 014838 | Enware Aquablend TMV - 15mm | 7.0 | Hydraulic Services | 28.0 | Thermostatic Mixing Valves | Enware | Aquablend 1500 |  | Benton's Plumbing Supplies | 1 |  |  |  |  | N | No | 2023-04-01 | 2022-09-05 | CDC Plumbing & Drainage | Kira Jackson
Thermostatic Mixing Valve | 1-y | #AST4129 |  | CRPP | CRPP | PR1 | 1 | EN07 | Galvin Entry | GR | Ground | EN07-014 | Dispensary - Satellite | HYD | Hydraulics | 1 | CRPP-1-EN07-G-HYD-14 | 014834 | Enware Aquablend TMV - 15mm | 7.0 | Hydraulic Services | 28.0 | Thermostatic Mixing Valves | Enware | Aquablend 1500 |  | Benton's Plumbing Supplies | 1 |  |  |  |  | N | No | 2023-04-01 | 2022-09-05 | CDC Plumbing & Drainage | Kira Jackson
Thermostatic Mixing Valve | 1-y | #AST4130 |  | CRPP | CRPP | PR1 | 1 | EN07 | Galvin Entry | GR | Ground | EN07-015 | Consult Room - Satellite | HYD | Hydraulics | 1 | CRPP-1-EN07-G-HYD-15 | 014835 | Enware Aquablend TMV - 15mm | 7.0 | Hydraulic Services | 28.0 | Thermostatic Mixing Valves | Enware | Aquablend 1500 |  | Benton's Plumbing Supplies | 1 |  |  |  |  | N | No | 2023-04-01 | 2022-09-05 | CDC Plumbing & Drainage | Kira Jackson
Thermostatic Mixing Valve | 1-y | #AST4133 |  | CRPP | CRPP | PR1 | 1 | EN08 | Hailar Entry | GR | Ground | EN08-016 | Staff Wc | HYD | Hydraulics | 1 | CRPP-1-EN08-G-HYD-03 | 013182 | Enware Aquablend TMV - 15mm | 7.0 | Hydraulic Services | 28.0 | Thermostatic Mixing Valves | Enware | Aquablend 1500 |  | Benton's Plumbing Supplies | 1 |  |  |  |  | N | No | 2023-04-01 | 2022-09-05 | CDC Plumbing & Drainage | Kira Jackson
Thermostatic Mixing Valve | 1-y | #AST4134 |  | CRPP | CRPP | PR1 | 1 | EN08 | Hailar Entry | GR | Ground | EN08-001 | Acc Prisoner Wc | HYD | Hydraulics | 1 | CRPP-1-EN08-G-HYD-04 | 013180 | Enware Aquablend TMV - 15mm | 7.0 | Hydraulic Services | 28.0 | Thermostatic Mixing Valves | Enware | Aquablend 1500 |  | Benton's Plumbing Supplies | 1 |  |  |  |  | N | No | 2023-04-01 | 2022-09-05 | CDC Plumbing & Drainage | Kira Jackson
Thermostatic Mixing Valve | 1-y | #AST4135 |  | CRPP | CRPP | PR1 | 1 | EN08 | Hailar Entry | GR | Ground | EN08-017 | Acc Staff Wc | HYD | Hydraulics | 1 | CRPP-1-EN08-G-HYD-05 | 013183 | Enware Aquablend TMV - 15mm | 7.0 | Hydraulic Services | 28.0 | Thermostatic Mixing Valves | Enware | Aquablend 1500 |  | Benton's Plumbing Supplies | 1 |  |  |  |  | N | No | 2023-04-01 | 2022-09-05 | CDC Plumbing & Drainage | Kira Jackson
Thermostatic Mixing Valve | 1-y | #AST4144 |  | CRPP | CRPP | PR1 | 1 | EN08 | Hailar Entry | GR | Ground | EN08-014 | Dispensary - Satellite | HYD | Hydraulics | 1 | CRPP-1-EN08-G-HYD-14 | 013184 | Enware Aquablend TMV - 15mm | 7.0 | Hydraulic Services | 28.0 | Thermostatic Mixing Valves | Enware | Aquablend 1500 |  | Benton's Plumbing Supplies | 1 |  |  |  |  | N | No | 2023-04-01 | 2022-09-05 | CDC Plumbing & Drainage | Kira Jackson
Thermostatic Mixing Valve | 1-y | #AST4145 |  | CRPP | CRPP | PR1 | 1 | EN08 | Hailar Entry | GR | Ground | EN08-015 | Consult Room - Satellite | HYD | Hydraulics | 1 | CRPP-1-EN08-G-HYD-15 | 013181 | Enware Aquablend TMV - 15mm | 7.0 | Hydraulic Services | 28.0 | Thermostatic Mixing Valves | Enware | Aquablend 1500 |  | Benton's Plumbing Supplies | 1 |  |  |  |  | N | No | 2023-04-01 | 2022-09-05 | CDC Plumbing & Drainage | Kira Jackson
Thermostatic Mixing Valve | 1-y | #AST4147 |  | CRPP | CRPP | PR1 | 1 | EP | Education Programs | GR | Ground | EP-012 | Protection Foyer | HYD | Hydraulics | 1 | CRPP-1-EP-G-HYD-04 | 014033 | Enware Aquablend TMV - 20mm | 7.0 | Hydraulic Services | 28.0 | Thermostatic Mixing Valves | Enware | Aquablend 1500 |  | Benton's Plumbing Supplies | 1 |  |  |  |  | N | No | 2023-04-01 | 2022-09-05 | CDC Plumbing & Drainage | Kira Jackson
Thermostatic Mixing Valve | 1-y | #AST4148 |  | CRPP | CRPP | PR1 | 1 | EP | Education Programs | GR | Ground | EP-015 | Staff Wc 1 | HYD | Hydraulics | 1 | CRPP-1-EP-G-HYD-05 | 013199 | Enware Aquablend TMV - 15mm | 7.0 | Hydraulic Services | 28.0 | Thermostatic Mixing Valves | Enware | Aquablend 1500 |  | Benton's Plumbing Supplies | 1 |  |  |  |  | N | No | 2023-04-01 | 2022-09-05 | CDC Plumbing & Drainage | Kira Jackson
Thermostatic Mixing Valve | 1-y | #AST4157 |  | CRPP | CRPP | PR1 | 1 | EP | Education Programs | GR | Ground | EP-026 | Female Staff Wc | HYD | Hydraulics | 1 | CRPP-1-EP-G-HYD-10 | 013997 | Enware Aquablend TMV - 20mm | 7.0 | Hydraulic Services | 28.0 | Thermostatic Mixing Valves | Enware | Aquablend 1500 |  | Benton's Plumbing Supplies | 1 |  |  |  |  | N | No | 2023-04-01 | 2022-09-05 | CDC Plumbing & Drainage | Kira Jackson
Thermostatic Mixing Valve | 1-y | #AST4158 |  | CRPP | CRPP | PR1 | 1 | EP | Education Programs | GR | Ground | EP-027 | Male Staff Wc | HYD | Hydraulics | 1 | CRPP-1-EP-G-HYD-11 | 014021 | Enware Aquablend TMV - 20mm | 7.0 | Hydraulic Services | 28.0 | Thermostatic Mixing Valves | Enware | Aquablend 1500 |  | Benton's Plumbing Supplies | 1 |  |  |  |  | N | No | 2023-04-01 | 2022-09-05 | CDC Plumbing & Drainage | Kira Jackson
Thermostatic Mixing Valve | 1-y | #AST4159 |  | CRPP | CRPP | PR1 | 1 | EP | Education Programs | GR | Ground | EP-028 | Acc Staff Wc | HYD | Hydraulics | 1 | CRPP-1-EP-G-HYD-12 | 013999 | Enware Aquablend TMV - 15mm | 7.0 | Hydraulic Services | 28.0 | Thermostatic Mixing Valves | Enware | Aquablend 1500 |  | Benton's Plumbing Supplies | 1 |  |  |  |  | N | No | 2023-04-01 | 2022-09-05 | CDC Plumbing & Drainage | Kira Jackson
Thermostatic Mixing Valve | 1-y | #AST4161 |  | CRPP | CRPP | PR1 | 1 | EP | Education Programs | GR | Ground | EP-054 | Education Programs Courtyard | HYD | Hydraulics | 1 | CRPP-1-EP-G-HYD-14 | 015490 | Enware Aquablend TMV - 20mm | 7.0 | Hydraulic Services | 28.0 | Thermostatic Mixing Valves | Enware | Aquablend 1500 |  | Benton's Plumbing Supplies | 1 |  |  |  |  | N | No | 2023-04-01 | 2022-09-05 | CDC Plumbing & Drainage | Kira Jackson
Thermostatic Mixing Valve | 1-y | #AST4166 | #AST4028 | CRPP | CRPP | PR1 | 1 | MU | Karlton | GR | Ground | MU-011 | Wc Airlock | HYD | Hydraulics | 1 | CRPP-1-MU-G-HYD-07 | 015224 | Enware Aquablend TMV - 15mm | 7.0 | Hydraulic Services | 28.0 | Thermostatic Mixing Valves | Enware | Aquablend 1500 |  | Benton's Plumbing Supplies | 1 |  |  |  |  | N | No | 2023-04-01 | 2022-09-05 | CDC Plumbing & Drainage | Kira Jackson
Thermostatic Mixing Valve | 1-y | #AST4168 | #AST4028 | CRPP | CRPP | PR1 | 1 | MU | Karlton | GR | Ground | MU-014 | Acc Visitor Wc | HYD | Hydraulics | 1 | CRPP-1-MU-G-HYD-09 | 015258 | Enware Aquablend TMV - 15mm | 7.0 | Hydraulic Services | 28.0 | Thermostatic Mixing Valves | Enware | Aquablend 1500 |  | Benton's Plumbing Supplies | 1 |  |  |  |  | N | No | 2023-04-01 | 2022-09-05 | CDC Plumbing & Drainage | Kira Jackson
Thermostatic Mixing Valve | 1-y | #AST4173 | #AST4028 | CRPP | CRPP | PR1 | 1 | MU | Karlton | GR | Ground | MU-054 | Consulting | HYD | Hydraulics | 1 | CRPP-1-MU-G-HYD-14 | 015256 | Enware Aquablend TMV - 15mm | 7.0 | Hydraulic Services | 28.0 | Thermostatic Mixing Valves | Enware | Aquablend 1500 |  | Benton's Plumbing Supplies | 1 |  |  |  |  | N | No | 2023-04-01 | 2022-09-05 | CDC Plumbing & Drainage | Kira Jackson
Thermostatic Mixing Valve | 1-y | #AST4174 | #AST4028 | CRPP | CRPP | PR1 | 1 | MU | Karlton | GR | Ground | MU-055 | Dispensary | HYD | Hydraulics | 1 | CRPP-1-MU-G-HYD-15 | 015255 | Enware Aquablend TMV - 20mm | 7.0 | Hydraulic Services | 28.0 | Thermostatic Mixing Valves | Enware | Aquablend 1500 |  | Benton's Plumbing Supplies | 1 |  |  |  |  | N | No | 2023-04-01 | 2022-09-05 | CDC Plumbing & Drainage | Kira Jackson
Thermostatic Mixing Valve | 1-y | #AST4233 |  | CRPP | CRPP | PR1 | 1 | IM | Industries Mainstream | GR | Ground | IM-004 | Staff Wc | HYD | Hydraulics | 1 | CRPP-1-IM-G-HYD-03 | 015313 | Enware Aquablend TMV - 15mm | 7.0 | Hydraulic Services | 28.0 | Thermostatic Mixing Valves | Enware | Aquablend 1500 |  | Benton's Plumbing Supplies | 1 |  |  |  |  | N | No | 2023-04-01 | 2022-09-05 | CDC Plumbing & Drainage | Kira Jackson
Thermostatic Mixing Valve | 1-y | #AST4234 |  | CRPP | CRPP | PR1 | 1 | IM | Industries Mainstream | GR | Ground | IM-008 | Male Wc & Shower | HYD | Hydraulics | 1 | CRPP-1-IM-G-HYD-04 | 015342 | Enware Aquablend TMV - 20mm | 7.0 | Hydraulic Services | 28.0 | Thermostatic Mixing Valves | Enware | Aquablend 1500 |  | Benton's Plumbing Supplies | 1 |  |  |  |  | N | No | 2023-04-01 | 2022-09-05 | CDC Plumbing & Drainage | Kira Jackson
Thermostatic Mixing Valve | 1-y | #AST4236 | #AST4028 | CRPP | CRPP | PR1 | 1 | IM | Industries Mainstream | GR | Ground | IM-019 | Acc Prisoner Wc 2 | HYD | Hydraulics | 1 | CRPP-1-IM-G-HYD-06 | 015326 | Enware Aquablend TMV - 15mm | 7.0 | Hydraulic Services | 28.0 | Thermostatic Mixing Valves | Enware | Aquablend 1500 |  | Benton's Plumbing Supplies | 1 |  |  |  |  | N | No | 2023-04-01 | 2022-09-05 | CDC Plumbing & Drainage | Kira Jackson
Thermostatic Mixing Valve | 1-y | #AST4237 | #AST4028 | CRPP | CRPP | PR1 | 1 | IM | Industries Mainstream | GR | Ground | IM-020 | Prisoner Wc 2 | HYD | Hydraulics | 1 | CRPP-1-IM-G-HYD-07 | 015347 | Enware Aquablend TMV - 20mm | 7.0 | Hydraulic Services | 28.0 | Thermostatic Mixing Valves | Enware | Aquablend 1500 |  | Benton's Plumbing Supplies | 1 |  |  |  |  | N | No | 2023-04-01 | 2022-09-05 | CDC Plumbing & Drainage | Kira Jackson
Thermostatic Mixing Valve | 1-y | #AST4245 | #AST4028 | CRPP | CRPP | PR1 | 1 | IM | Industries Mainstream | GR | Ground | IM-027 | Workshop 3 | HYD | Hydraulics | 1 | CRPP-1-IM-G-HYD-11 | 015343 | Enware Aquablend TMV - 20mm | 7.0 | Hydraulic Services | 28.0 | Thermostatic Mixing Valves | Enware | Aquablend 1500 |  | Benton's Plumbing Supplies | 1 |  |  |  |  | N | No | 2023-04-01 | 2022-09-05 | CDC Plumbing & Drainage | Kira Jackson
Thermostatic Mixing Valve | 1-y | #AST4246 | #AST4028 | CRPP | CRPP | PR1 | 1 | IM | Industries Mainstream | GR | Ground | IM-033 | Workshop 2 | HYD | Hydraulics | 1 | CRPP-1-IM-G-HYD-12 | 015328 | Enware Aquablend TMV - 20mm | 7.0 | Hydraulic Services | 28.0 | Thermostatic Mixing Valves | Enware | Aquablend 1500 |  | Benton's Plumbing Supplies | 1 |  |  |  |  | N | No | 2023-04-01 | 2022-09-05 | CDC Plumbing & Drainage | Kira Jackson
Thermostatic Mixing Valve | 1-y | #AST4247 | #AST4028 | CRPP | CRPP | PR1 | 1 | IM | Industries Mainstream | GR | Ground | IM-045 | Workshop 1 | HYD | Hydraulics | 1 | CRPP-1-IM-G-HYD-13 | 015313 | Enware Aquablend TMV - 20mm | 7.0 | Hydraulic Services | 28.0 | Thermostatic Mixing Valves | Enware | Aquablend 1500 |  | Benton's Plumbing Supplies | 1 |  |  |  |  | N | No | 2023-04-01 | 2022-09-05 | CDC Plumbing & Drainage | Kira Jackson
Thermostatic Mixing Valve | 1-y | #AST4248 | #AST4028 | CRPP | CRPP | PR1 | 1 | IM | Industries Mainstream | GR | Ground | IM-050 | Acc Prisoner Wc 1 | HYD | Hydraulics | 1 | CRPP-1-IM-G-HYD-14 | 015321 | Enware Aquablend TMV - 15mm | 7.0 | Hydraulic Services | 28.0 | Thermostatic Mixing Valves | Enware | Aquablend 1500 |  | Benton's Plumbing Supplies | 1 |  |  |  |  | N | No | 2023-04-01 | 2022-09-05 | CDC Plumbing & Drainage | Kira Jackson
Thermostatic Mixing Valve | 1-y | #AST4249 | #AST4028 | CRPP | CRPP | PR1 | 1 | IM | Industries Mainstream | GR | Ground | IM-051 | Prisoner Wc 1 | HYD | Hydraulics | 1 | CRPP-1-IM-G-HYD-15 | 015349 | Enware Aquablend TMV - 20mm | 7.0 | Hydraulic Services | 28.0 | Thermostatic Mixing Valves | Enware | Aquablend 1500 |  | Benton's Plumbing Supplies | 1 |  |  |  |  | N | No | 2023-04-01 | 2022-09-05 | CDC Plumbing & Drainage | Kira Jackson
Thermostatic Mixing Valve | 1-y | #AST4256 | #AST4028 | CRPP | CRPP | PR1 | 1 | IM | Industries Mainstream | GR | Ground | IM-013 | Female Wc & Shower | HYD | Hydraulics | 1 | CRPP-1-IM-G-HYD-21 | 015341 | Enware Aquablend TMV - 20mm | 7.0 | Hydraulic Services | 28.0 | Thermostatic Mixing Valves | Enware | Aquablend 1500 |  | Benton's Plumbing Supplies | 1 |  |  |  |  | N | No | 2023-04-01 | 2022-09-05 | CDC Plumbing & Drainage | Kira Jackson
Thermostatic Mixing Valve | 1-y | #AST4259 | #AST4028 | CRPP | CRPP | PR1 | 1 | IP | Industries Protection | GR | Ground | IP-002 | Corridor | HYD | Hydraulics | 1 | CRPP-1-IP-G-HYD-03 | 015005 | Enware Aquablend TMV - 15mm | 7.0 | Hydraulic Services | 28.0 | Thermostatic Mixing Valves | Enware | Aquablend 1500 |  | Benton's Plumbing Supplies | 1 |  |  |  |  | N | No | 2023-04-01 | 2022-09-05 | CDC Plumbing & Drainage | Kira Jackson
Thermostatic Mixing Valve | 1-y | #AST4260 | #AST4028 | CRPP | CRPP | PR1 | 1 | IP | Industries Protection | GR | Ground | IP-005 | Staff Change | HYD | Hydraulics | 1 | CRPP-1-IP-G-HYD-04 | 015009 | Enware Aquablend TMV - 20mm | 7.0 | Hydraulic Services | 28.0 | Thermostatic Mixing Valves | Enware | Aquablend 1500 |  | Benton's Plumbing Supplies | 1 |  |  |  |  | N | No | 2023-04-01 | 2022-09-05 | CDC Plumbing & Drainage | Kira Jackson
Thermostatic Mixing Valve | 1-y | #AST4261 | #AST4028 | CRPP | CRPP | PR1 | 1 | IP | Industries Protection | GR | Ground | IP-008 | Prisoner Wc 1 | HYD | Hydraulics | 1 | CRPP-1-IP-G-HYD-05 | 015011 | Enware Aquablend TMV - 20mm | 7.0 | Hydraulic Services | 28.0 | Thermostatic Mixing Valves | Enware | Aquablend 1500 |  | Benton's Plumbing Supplies | 1 |  |  |  |  | N | No | 2023-04-01 | 2022-09-05 | CDC Plumbing & Drainage | Kira Jackson
Thermostatic Mixing Valve | 1-y | #AST4262 | #AST4028 | CRPP | CRPP | PR1 | 1 | IP | Industries Protection | GR | Ground | IP-011 | Prisoner Tea Room 1 | HYD | Hydraulics | 1 | CRPP-1-IP-G-HYD-06 | 015010 | Enware Aquablend TMV - 15mm | 7.0 | Hydraulic Services | 28.0 | Thermostatic Mixing Valves | Enware | Aquablend 1500 |  | Benton's Plumbing Supplies | 1 |  |  |  |  | N | No | 2023-04-01 | 2022-09-05 | CDC Plumbing & Drainage | Kira Jackson
Thermostatic Mixing Valve | 1-y | #AST4263 | #AST4028 | CRPP | CRPP | PR1 | 1 | IP | Industries Protection | GR | Ground | IP-011 | Prisoner Tea Room 1 | HYD | Hydraulics | 1 | CRPP-1-IP-G-HYD-07 | 015013 | Enware Aquablend TMV - 20mm | 7.0 | Hydraulic Services | 28.0 | Thermostatic Mixing Valves | Enware | Aquablend 1500 |  | Benton's Plumbing Supplies | 1 |  |  |  |  | N | No | 2023-04-01 | 2022-09-05 | CDC Plumbing & Drainage | Kira Jackson
Thermostatic Mixing Valve | 1-y | #AST4264 | #AST4028 | CRPP | CRPP | PR1 | 1 | IP | Industries Protection | GR | Ground | IP-012 | Industries Workshop 01 | HYD | Hydraulics | 1 | CRPP-1-IP-G-HYD-08 | 015493 | Enware Aquablend TMV - 15mm | 7.0 | Hydraulic Services | 28.0 | Thermostatic Mixing Valves | Enware | Aquablend 1500 |  | Benton's Plumbing Supplies | 1 |  |  |  |  | N | No | 2023-04-01 | 2022-09-05 | CDC Plumbing & Drainage | Kira Jackson
Thermostatic Mixing Valve | 1-y | #AST4265 | #AST4028 | CRPP | CRPP | PR1 | 1 | IP | Industries Protection | GR | Ground | IP-013 | Industries Workshop 02 | HYD | Hydraulics | 1 | CRPP-1-IP-G-HYD-09 | 015006 | Enware Aquablend TMV - 15mm | 7.0 | Hydraulic Services | 28.0 | Thermostatic Mixing Valves | Enware | Aquablend 1500 |  | Benton's Plumbing Supplies | 1 |  |  |  |  | N | No | 2023-04-01 | 2022-09-05 | CDC Plumbing & Drainage | Kira Jackson
Thermostatic Mixing Valve | 1-y | #AST4267 | #AST4028 | CRPP | CRPP | PR1 | 1 | IP | Industries Protection | GR | Ground | IP-021 | Training 2 | HYD | Hydraulics | 1 | CRPP-1-IP-G-HYD-11 | 015012 | Enware Aquablend TMV - 15mm | 7.0 | Hydraulic Services | 28.0 | Thermostatic Mixing Valves | Enware | Aquablend 1500 |  | Benton's Plumbing Supplies | 1 |  |  |  |  | N | No | 2023-04-01 | 2022-09-05 | CDC Plumbing & Drainage | Kira Jackson
Thermostatic Mixing Valve | 1-y | #AST4268 | #AST4028 | CRPP | CRPP | PR1 | 1 | IP | Industries Protection | GR | Ground | IP-022 | Prisoner Tea Room 2 | HYD | Hydraulics | 1 | CRPP-1-IP-G-HYD-12 | 015007 | Enware Aquablend TMV - 15mm | 7.0 | Hydraulic Services | 28.0 | Thermostatic Mixing Valves | Enware | Aquablend 1500 |  | Benton's Plumbing Supplies | 1 |  |  |  |  | N | No | 2023-04-01 | 2022-09-05 | CDC Plumbing & Drainage | Kira Jackson
Thermostatic Mixing Valve | 1-y | #AST4286 | #AST4028 | CRPP | CRPP | PR1 | 1 | KL | Kitchen Laundry | GR | Ground | KL-012 | Incoming Sorting | HYD | Hydraulics | 1 | CRPP-1-KL-G-HYD-05 | 015345 | Enware Aquablend TMV - 15mm | 7.0 | Hydraulic Services | 28.0 | Thermostatic Mixing Valves | Enware | Aquablend 1500 |  | Benton's Plumbing Supplies | 1 |  |  |  |  | N | No | 2023-04-01 | 2022-09-05 | CDC Plumbing & Drainage | Kira Jackson
Thermostatic Mixing Valve | 1-y | #AST4287 | #AST4028 | CRPP | CRPP | PR1 | 1 | KL | Kitchen Laundry | GR | Ground | KL-006 | Prisoner Wc | HYD | Hydraulics | 1 | CRPP-1-KL-G-HYD-06 | 015331 | Enware Aquablend TMV - 15mm | 7.0 | Hydraulic Services | 28.0 | Thermostatic Mixing Valves | Enware | Aquablend 1500 |  | Benton's Plumbing Supplies | 1 |  |  |  |  | N | No | 2023-04-01 | 2022-09-05 | CDC Plumbing & Drainage | Kira Jackson
Thermostatic Mixing Valve | 1-y | #AST4289 | #AST4028 | CRPP | CRPP | PR1 | 1 | KL | Kitchen Laundry | GR | Ground | KL-017 | Staff Wc 1 | HYD | Hydraulics | 1 | CRPP-1-KL-G-HYD-08 | 015309 | Enware Aquablend TMV - 20mm | 7.0 | Hydraulic Services | 28.0 | Thermostatic Mixing Valves | Enware | Aquablend 1500 |  | Benton's Plumbing Supplies | 1 |  |  |  |  | N | No | 2023-04-01 | 2022-09-05 | CDC Plumbing & Drainage | Kira Jackson
Thermostatic Mixing Valve | 1-y | #AST4291 | #AST4028 | CRPP | CRPP | PR1 | 1 | KL | Kitchen Laundry | GR | Ground | KL-019 | Kitchen | HYD | Hydraulics | 1 | CRPP-1-KL-G-HYD-10 | 014982 | Enware Aquablend TMV - 15mm | 7.0 | Hydraulic Services | 28.0 | Thermostatic Mixing Valves | Enware | Aquablend 1500 |  | Benton's Plumbing Supplies | 1 |  |  |  |  | N | No | 2023-04-01 | 2022-09-05 | CDC Plumbing & Drainage | Kira Jackson
Thermostatic Mixing Valve | 1-y | #AST4292 | #AST4028 | CRPP | CRPP | PR1 | 1 | KL | Kitchen Laundry | GR | Ground | KL-020 | Tafe Food Tech Training | HYD | Hydraulics | 1 | CRPP-1-KL-G-HYD-11 | 014993 | Enware Aquablend TMV - 15mm | 7.0 | Hydraulic Services | 28.0 | Thermostatic Mixing Valves | Enware | Aquablend 1500 |  | Benton's Plumbing Supplies | 1 |  |  |  |  | N | No | 2023-04-01 | 2022-09-05 | CDC Plumbing & Drainage | Kira Jackson
Thermostatic Mixing Valve | 1-y | #AST4294 | #AST4028 | CRPP | CRPP | PR1 | 1 | KL | Kitchen Laundry | GR | Ground | KL-028 | Clean Trolley Park | HYD | Hydraulics | 1 | CRPP-1-KL-G-HYD-13 | 014981 | Enware Aquablend TMV - 15mm | 7.0 | Hydraulic Services | 28.0 | Thermostatic Mixing Valves | Enware | Aquablend 1500 |  | Benton's Plumbing Supplies | 1 |  |  |  |  | N | No | 2023-04-01 | 2022-09-05 | CDC Plumbing & Drainage | Kira Jackson
Thermostatic Mixing Valve | 1-y | #AST4302 | #AST4028 | CRPP | CRPP | PR1 | 1 | KL | Kitchen Laundry | GR | Ground | KL-049 | Kitchen Drystore | HYD | Hydraulics | 1 | CRPP-1-KL-G-HYD-17 | 014991 | Enware Aquablend TMV - 15mm | 7.0 | Hydraulic Services | 28.0 | Thermostatic Mixing Valves | Enware | Aquablend 1500 |  | Benton's Plumbing Supplies | 1 |  |  |  |  | N | No | 2023-04-01 | 2022-09-05 | CDC Plumbing & Drainage | Kira Jackson
Thermostatic Mixing Valve | 1-y | #AST4304 | #AST4028 | CRPP | CRPP | PR1 | 1 | KL | Kitchen Laundry | GR | Ground | KL-053 | Female Staff Wc | HYD | Hydraulics | 1 | CRPP-1-KL-G-HYD-19 | 015499 | Enware Aquablend TMV - 20mm | 7.0 | Hydraulic Services | 28.0 | Thermostatic Mixing Valves | Enware | Aquablend 1500 |  | Benton's Plumbing Supplies | 1 |  |  |  |  | N | No | 2023-04-01 | 2022-09-05 | CDC Plumbing & Drainage | Kira Jackson
Thermostatic Mixing Valve | 1-y | #AST4305 | #AST4028 | CRPP | CRPP | PR1 | 1 | KL | Kitchen Laundry | GR | Ground | KL-054 | Acc Staff Wc | HYD | Hydraulics | 1 | CRPP-1-KL-G-HYD-20 | 015501 | Enware Aquablend TMV - 15mm | 7.0 | Hydraulic Services | 28.0 | Thermostatic Mixing Valves | Enware | Aquablend 1500 |  | Benton's Plumbing Supplies | 1 |  |  |  |  | N | No | 2023-04-01 | 2022-09-05 | CDC Plumbing & Drainage | Kira Jackson
Thermostatic Mixing Valve | 1-y | #AST4306 | #AST4028 | CRPP | CRPP | PR1 | 1 | KL | Kitchen Laundry | GR | Ground | KL-055 | Male Staff Wc | HYD | Hydraulics | 1 | CRPP-1-KL-G-HYD-21 | 015500 | Enware Aquablend TMV - 15mm | 7.0 | Hydraulic Services | 28.0 | Thermostatic Mixing Valves | Enware | Aquablend 1500 |  | Benton's Plumbing Supplies | 1 |  |  |  |  | N | No | 2023-04-01 | 2022-09-05 | CDC Plumbing & Drainage | Kira Jackson
Thermostatic Mixing Valve | 1-y | #AST4308 | #AST4028 | CRPP | CRPP | PR1 | 1 | KL | Kitchen Laundry | GR | Ground | KL-025 | Airlock | HYD | Hydraulics | 1 | CRPP-1-KL-G-HYD-23 | 014983 | Enware Aquablend TMV - 20mm | 7.0 | Hydraulic Services | 28.0 | Thermostatic Mixing Valves | Enware | Aquablend 1500 |  | Benton's Plumbing Supplies | 1 |  |  |  |  | N | No | 2023-04-01 | 2022-09-05 | CDC Plumbing & Drainage | Kira Jackson
Thermostatic Mixing Valve | 1-y | #AST4313 | #AST4028 | CRPP | CRPP | PR1 | 1 | KL | Kitchen Laundry | GR | Ground | KL-023 | Prisoner Change & Wc | HYD | Hydraulics | 1 | CRPP-1-KL-G-HYD-27 | 014986 | Enware Aquablend TMV - 15mm | 7.0 | Hydraulic Services | 28.0 | Thermostatic Mixing Valves | Enware | Aquablend 1500 |  | Benton's Plumbing Supplies | 1 |  |  |  |  | N | No | 2023-04-01 | 2022-09-05 | CDC Plumbing & Drainage | Kira Jackson
Thermostatic Mixing Valve | 1-y | #AST4680 |  | CRPP | CRPP | PR1 | 1 | CC | Cultural Centre | GR | Ground | CC-018 | Islamic Wash | HYD | Hydraulics | 1 | CRPP-1-CC-G-HYD-14 | 014161 | Enware Aquablend TMV - 15mm | 7.0 | Hydraulic Services | 28.0 | Thermostatic Mixing Valves | Enware | Aquablend 1500 |  | Benton's Plumbing Supplies | 1 |  |  |  |  | N | No | 2023-04-01 | 2022-09-05 | CDC Plumbing & Drainage | Kira Jackson
Thermostatic Mixing Valve | 1-y | #AST4688 |  | CRPP | CRPP | PR1 | 1 | GH | Gatehouse | GR | Ground | GH-106 | Female Wc | HYD | Hydraulics | 1 | CRPP-1-GH-G-HYD-25 | 013574 | Enware Aquablend TMV - 20mm | 7.0 | Hydraulic Services | 28.0 | Thermostatic Mixing Valves | Enware | Aquablend 1500 |  | Benton's Plumbing Supplies | 1 |  |  |  |  | N | No | 2023-04-01 | 2022-09-05 | CDC Plumbing & Drainage | Kira Jackson
Thermostatic Mixing Valve | 1-y | #AST4689 |  | CRPP | CRPP | PR1 | 1 | GH | Gatehouse | GR | Ground | GH-107 | Acc Staff Wc | HYD | Hydraulics | 1 | CRPP-1-GH-G-HYD-26 | 013581 | Enware Aquablend TMV - 20mm | 7.0 | Hydraulic Services | 28.0 | Thermostatic Mixing Valves | Enware | Aquablend 1500 |  | Benton's Plumbing Supplies | 1 |  |  |  |  | N | No | 2023-04-01 | 2022-09-05 | CDC Plumbing & Drainage | Kira Jackson
Thermostatic Mixing Valve | 1-y | #AST4690 |  | CRPP | CRPP | PR1 | 1 | GH | Gatehouse | GR | Ground | GH-010 | Visitor Male Wc | HYD | Hydraulics | 1 | CRPP-1-GH-G-HYD-27 | 013583 | Enware Aquablend TMV - 20mm | 7.0 | Hydraulic Services | 28.0 | Thermostatic Mixing Valves | Enware | Aquablend 1500 |  | Benton's Plumbing Supplies | 1 |  |  |  |  | N | No | 2023-04-01 | 2022-09-05 | CDC Plumbing & Drainage | Kira Jackson
Thermostatic Mixing Valve | 1-y | #AST9808 |  | CRPP | CRPP | PR1 | 1 | KL | Kitchen Laundry | GR | Ground | KL-019 | Kitchen | HYD | Hydraulics | 1 | CRPP-1-KL-G-HYD-36 | 014994 | Enware Aquablend TMV - 15mm | 7.0 | Hydraulic Services | 28.0 | Thermostatic Mixing Valves | Enware | Aquablend 1500 |  | Benton's Plumbing Supplies | 1 |  |  |  |  | N | No | 2024-04-01 | 2022-09-05 | CDC Plumbing & Drainage | Kira Jackson
Thermostatic Mixing Valve | 1-y | #AST9809 |  | CRPP | CRPP | PR1 | 1 | KL | Kitchen Laundry | GR | Ground | KL-019 | Kitchen | HYD | Hydraulics | 1 | CRPP-1-KL-G-HYD-37 | 014984 | Enware Aquablend TMV - 15mm | 7.0 | Hydraulic Services | 28.0 | Thermostatic Mixing Valves | Enware | Aquablend 1500 |  | Benton's Plumbing Supplies | 1 |  |  |  |  | N | No | 2025-04-01 | 2022-09-05 | CDC Plumbing & Drainage | Kira Jackson
Thermostatic Mixing Valve | 1-y | #AST9812 |  | CRPP | CRPP | PR1 | 1 | IM | Industries Mainstream | GR | Ground | IM-013 | Female Wc & Shower | HYD | Hydraulics | 1 | CRPP-1-IM-G-HYD-27 | 015352 | Enware Aquablend TMV - 20mm | 7.0 | Hydraulic Services | 28.0 | Thermostatic Mixing Valves | Enware | Aquablend 1500 |  | Benton's Plumbing Supplies | 1 |  |  |  |  | N | No | 2023-04-01 | 2022-09-05 | CDC Plumbing & Drainage | Kira Jackson
Thermostatic Mixing Valve | 1-y | #AST9813 |  | CRPP | CRPP | PR1 | 1 | IM | Industries Mainstream | GR | Ground | IM-008 | Male Wc & Shower | HYD | Hydraulics | 1 | CRPP-1-IM-G-HYD-28 | 015314 | Enware Aquablend TMV - 20mm | 7.0 | Hydraulic Services | 28.0 | Thermostatic Mixing Valves | Enware | Aquablend 1500 |  | Benton's Plumbing Supplies | 1 |  |  |  |  | N | No | 2023-04-01 | 2022-09-05 | CDC Plumbing & Drainage | Kira Jackson
Domestic Hot Water Systems | 6-m | #AST13 |  | CRPP | CRPP | PR1 | 1 | EN01 | Alkara Entry | GR | Ground | EN01-022 | Plant Room | HYD | Hydraulics | 1 | CRPP-1-EN01-G-HYD-11 | 013187 | Domestic hot water plant | 7.0 | Hydraulic Services | 9.0 | Hot Water Units Electric | Rheem | 315 Electric |  | Harvey Norman | 1 |  |  |  |  | N | No | 2023-04-01 | 2022-09-05 | CDC Plumbing & Drainage | Kira Jackson
Domestic Hot Water Systems | 6-m | #AST69 |  | CRPP | CRPP | PR1 | 1 | ES | External Stores | GR | Ground | ES-041 | Plant Room | HYD | Hydraulics | 1 | CRPP-1-ES-G-HYD-14 | 013618 | Domestic hot water plant | 7.0 | Hydraulic Services | 10.0 | Hot Water Units Gas | Rheem | TPI 01 |  | Harvey Norman | 1 |  |  |  |  | N | No | 2023-04-01 | 2022-09-05 | CDC Plumbing & Drainage | Kira Jackson
Domestic Hot Water Systems | 6-m | #AST95 |  | CRPP | CRPP | PR1 | 1 | GH | Gatehouse | L1 | Level 01 | GH-208 | Ahu Plant | HYD | Hydraulics | 1 | CRPP-1-GH-L1-HYD-02 | 013600 | Domestic hot water plant | 7.0 | Hydraulic Services | 10.0 | Hot Water Units Gas | Rheem | TPI 02 |  | Harvey Norman | 1 |  |  |  |  | N | No | 2023-04-01 | 2022-09-05 | CDC Plumbing & Drainage | Kira Jackson
Domestic Hot Water Systems | 6-m | #AST102 |  | CRPP | CRPP | PR1 | 1 | SS | State Services Building | GR | Ground | SS-006 | Plant | HYD | Hydraulics | 1 | CRPP-1-SS-G-HYD-04 | 013029 | Domestic hot water plant | 7.0 | Hydraulic Services | 10.0 | Hot Water Units Gas | Rheem | TPI 02 |  | Harvey Norman | 1 |  |  |  |  | N | No | 2023-04-01 | 2022-09-05 | CDC Plumbing & Drainage | Kira Jackson
Domestic Hot Water Systems | 6-m | #AST126 |  | CRPP | CRPP | PR1 | 1 | SE | Security & Emergency Services Group Building | GR | Ground | SE-037 | Plant | HYD | Hydraulics | 1 | CRPP-1-SES-G-HYD-06 | 013638 | Domestic hot water plant | 7.0 | Hydraulic Services | 10.0 | Hot Water Units Gas | Rheem | TPI 02 |  | Harvey Norman | 1 |  |  |  |  | N | No | 2023-04-01 | 2022-09-05 | CDC Plumbing & Drainage | Kira Jackson
Domestic Hot Water Systems | 6-m | #AST129 |  | CRPP | CRPP | PR1 | 1 | SE | Security & Emergency Services Group Building | GR | Ground | SE-078 | Plant | HYD | Hydraulics | 1 | CRPP-1-SES-G-HYD-09 | 013649 | Domestic hot water plant | 7.0 | Hydraulic Services | 9.0 | Hot Water Units Electric | Rheem | TPI 02 |  | Harvey Norman | 1 |  |  |  |  | N | No | 2023-04-01 | 2022-09-05 | CDC Plumbing & Drainage | Kira Jackson
Domestic Hot Water Systems | 6-m | #AST136 |  | CRPP | CRPP | PR1 | 1 | SE | Security & Emergency Services Group Building | GR | Ground | SE-017 | Gas Refill | HYD | Hydraulics | 1 | CRPP-1-SES-G-HYD-16 | 013645 | Domestic hot water plant | 7.0 | Hydraulic Services | 9.0 | Hot Water Units Electric | Stiebel Eltron | DHB-E 18 LCD |  | Tradelink Plumbing Supplies | 1 |  |  |  |  | N | No | 2023-04-01 | 2022-09-05 | CDC Plumbing & Drainage | Kira Jackson
Domestic Hot Water Systems | 6-m | #AST149 |  | CRPP | CRPP | PR1 | 1 | VI | Visits | GR | Ground | VI-149 | Plant Room 3 | HYD | Hydraulics | 1 | CRPP-1-VI-G-HYD-19 | 013942 | Domestic hot water plant | 7.0 | Hydraulic Services | 10.0 | Hot Water Units Gas | Rheem | TPI 02 |  | Harvey Norman | 1 |  |  |  |  | N | No | 2023-04-01 | 2022-09-05 | CDC Plumbing & Drainage | Kira Jackson
Domestic Hot Water Systems | 6-m | #AST163 |  | CRPP | CRPP | PR1 | 1 | MA01-ALKARA 1 | Main Accommodation 01 (Alkara 1) | L1 | Level 01 | MA01-103 | Hydraulic Plant | HYD | Hydraulics | 1 | CRPP-1-MA1-L1-HYD-03 | 013140 | Domestic hot water plant | 7.0 | Hydraulic Services | 10.0 | Hot Water Units Gas | Rheem | TP04 |  | Harvey Norman | 1 |  |  |  |  | N | No | 2023-04-01 | 2022-09-05 | CDC Plumbing & Drainage | Kira Jackson
Domestic Hot Water Systems | 6-m | #AST246 |  | CRPP | CRPP | PR1 | 1 | MA16-HAILAR 2 | Main Accommodation 16 (Hailar 2) | L1 | Level 01 | MA16-103 | Hydraulic Plant | HYD | Hydraulics | 1 | CRPP-1-MA16-L1-HYD-03 | 013373 | Domestic hot water plant | 7.0 | Hydraulic Services | 10.0 | Hot Water Units Gas | Rheem | TP04 |  | Harvey Norman | 1 |  |  |  |  | N | No | 2023-04-01 | 2022-09-05 | CDC Plumbing & Drainage | Kira Jackson
Domestic Hot Water Systems | 6-m | #AST329 |  | CRPP | CRPP | PR1 | 1 | MA02-ALKARA 2 | Main Accommodation 02 (Alkara 2) | L1 | Level 01 | MA02-103 | Hydraulic Plant | HYD | Hydraulics | 1 | CRPP-1-MA2-L1-HYD-03 | 013282 | Domestic hot water plant | 7.0 | Hydraulic Services | 10.0 | Hot Water Units Gas | Rheem | TP04 |  | Harvey Norman | 1 |  |  |  |  | N | No | 2023-04-01 | 2022-09-05 | CDC Plumbing & Drainage | Kira Jackson
Domestic Hot Water Systems | 6-m | #AST412 |  | CRPP | CRPP | PR1 | 1 | MA15-HAILAR 1 | Main Accommodation 15 (Hailar 1) | L1 | Level 01 | MA15-103 | Hydraulic Plant | HYD | Hydraulics | 1 | CRPP-1-MA15-L1-HYD-03 | 013479 | Domestic hot water plant | 7.0 | Hydraulic Services | 10.0 | Hot Water Units Gas | Rheem | TP04 |  | Harvey Norman | 1 |  |  |  |  | N | No | 2023-04-01 | 2022-09-05 | CDC Plumbing & Drainage | Kira Jackson
Water Storage Tanks for Fire Protection Systems | 1-m | #AST53 |  | CRPP | CRPP | PR1 | 1 | EW | External Works | GR | Ground | 255 | 255 | HYD | Hydraulics | 1 | CRPP-1-EW-G-HYD-12 | 015298 | Fire Tank#1 | 7.0 | Hydraulic Services | 25.0 | Storage Tanks Galv |  |  |  | AKS | 1 |  |  |  |  | N | No | 2023-04-01 | 2022-09-05 | CDC Plumbing & Drainage | Kira Jackson
Water Storage Tanks for Fire Protection Systems | 1-m | #AST54 |  | CRPP | CRPP | PR1 | 1 | EW | External Works | GR | Ground | 255 | 255 | HYD | Hydraulics | 1 | CRPP-1-EW-G-HYD-13 | 015302 | Fire Tank#2 | 7.0 | Hydraulic Services | 25.0 | Storage Tanks Galv |  |  |  | AKS | 1 |  |  |  |  | N | No | 2023-04-01 | 2022-09-05 | CDC Plumbing & Drainage | Kira Jackson
Enware Water Supply Management System: Thermostatic Mixing Valves | 1-y | #AST165 |  | CRPP | CRPP | PR1 | 1 | MA01-ALKARA 1 | Main Accommodation 01 (Alkara 1) | GR | Ground | MA01-201 | Cell 1 | HYD | Hydraulics | 1 | CRPP-1-MA1-G-HYD-02 | 013074 | Enware water supply management system | 7.0 | Hydraulic Services | 28.0 | Thermostatic Mixing Valves | Enware |  |  | Benton's Plumbing Supplies | 1 |  |  |  |  | N | No | 2023-04-01 | 2022-09-05 | CDC Plumbing & Drainage | Kira Jackson
Enware Water Supply Management System: Thermostatic Mixing Valves | 1-y | #AST166 |  | CRPP | CRPP | PR1 | 1 | MA01-ALKARA 1 | Main Accommodation 01 (Alkara 1) | GR | Ground | MA01-202 | Cell 2 | HYD | Hydraulics | 1 | CRPP-1-MA1-G-HYD-03 | 013075 | Enware water supply management system | 7.0 | Hydraulic Services | 28.0 | Thermostatic Mixing Valves | Enware |  |  | Benton's Plumbing Supplies | 1 |  |  |  |  | N | No | 2023-04-01 | 2022-09-05 | CDC Plumbing & Drainage | Kira Jackson
Enware Water Supply Management System: Thermostatic Mixing Valves | 1-y | #AST167 |  | CRPP | CRPP | PR1 | 1 | MA01-ALKARA 1 | Main Accommodation 01 (Alkara 1) | GR | Ground | MA01-203 | Cell 3 | HYD | Hydraulics | 1 | CRPP-1-MA1-G-HYD-04 | 013076 | Enware water supply management system | 7.0 | Hydraulic Services | 28.0 | Thermostatic Mixing Valves | Enware |  |  | Benton's Plumbing Supplies | 1 |  |  |  |  | N | No | 2023-04-01 | 2022-09-05 | CDC Plumbing & Drainage | Kira Jackson
Enware Water Supply Management System: Thermostatic Mixing Valves | 1-y | #AST168 |  | CRPP | CRPP | PR1 | 1 | MA01-ALKARA 1 | Main Accommodation 01 (Alkara 1) | GR | Ground | MA01-204 | Cell 4 | HYD | Hydraulics | 1 | CRPP-1-MA1-G-HYD-05 | 013077 | Enware water supply management system | 7.0 | Hydraulic Services | 28.0 | Thermostatic Mixing Valves | Enware |  |  | Benton's Plumbing Supplies | 1 |  |  |  |  | N | No | 2023-04-01 | 2022-09-05 | CDC Plumbing & Drainage | Kira Jackson
Enware Water Supply Management System: Thermostatic Mixing Valves | 1-y | #AST169 |  | CRPP | CRPP | PR1 | 1 | MA01-ALKARA 1 | Main Accommodation 01 (Alkara 1) | GR | Ground | MA01-205 | Cell 5 | HYD | Hydraulics | 1 | CRPP-1-MA1-G-HYD-06 | 013078 | Enware water supply management system | 7.0 | Hydraulic Services | 28.0 | Thermostatic Mixing Valves | Enware |  |  | Benton's Plumbing Supplies | 1 |  |  |  |  | N | No | 2023-04-01 | 2022-09-05 | CDC Plumbing & Drainage | Kira Jackson
Enware Water Supply Management System: Thermostatic Mixing Valves | 1-y | #AST170 |  | CRPP | CRPP | PR1 | 1 | MA01-ALKARA 1 | Main Accommodation 01 (Alkara 1) | GR | Ground | MA01-206 | Cell 6 | HYD | Hydraulics | 1 | CRPP-1-MA1-G-HYD-07 | 013079 | Enware water supply management system | 7.0 | Hydraulic Services | 28.0 | Thermostatic Mixing Valves | Enware |  |  | Benton's Plumbing Supplies | 1 |  |  |  |  | N | No | 2023-04-01 | 2022-09-05 | CDC Plumbing & Drainage | Kira Jackson
Enware Water Supply Management System: Thermostatic Mixing Valves | 1-y | #AST171 |  | CRPP | CRPP | PR1 | 1 | MA01-ALKARA 1 | Main Accommodation 01 (Alkara 1) | GR | Ground | MA01-207 | Cell 7 | HYD | Hydraulics | 1 | CRPP-1-MA1-G-HYD-08 | 013080 | Enware water supply management system | 7.0 | Hydraulic Services | 28.0 | Thermostatic Mixing Valves | Enware |  |  | Benton's Plumbing Supplies | 1 |  |  |  |  | N | No | 2023-04-01 | 2022-09-05 | CDC Plumbing & Drainage | Kira Jackson
Enware Water Supply Management System: Thermostatic Mixing Valves | 1-y | #AST172 |  | CRPP | CRPP | PR1 | 1 | MA01-ALKARA 1 | Main Accommodation 01 (Alkara 1) | GR | Ground | MA01-208 | Cell 8 | HYD | Hydraulics | 1 | CRPP-1-MA1-G-HYD-09 | 013081 | Enware water supply management system | 7.0 | Hydraulic Services | 28.0 | Thermostatic Mixing Valves | Enware |  |  | Benton's Plumbing Supplies | 1 |  |  |  |  | N | No | 2023-04-01 | 2022-09-05 | CDC Plumbing & Drainage | Kira Jackson
Enware Water Supply Management System: Thermostatic Mixing Valves | 1-y | #AST173 |  | CRPP | CRPP | PR1 | 1 | MA01-ALKARA 1 | Main Accommodation 01 (Alkara 1) | GR | Ground | MA01-209 | Cell 9 | HYD | Hydraulics | 1 | CRPP-1-MA1-G-HYD-10 | 013082 | Enware water supply management system | 7.0 | Hydraulic Services | 28.0 | Thermostatic Mixing Valves | Enware |  |  | Benton's Plumbing Supplies | 1 |  |  |  |  | N | No | 2023-04-01 | 2022-09-05 | CDC Plumbing & Drainage | Kira Jackson
Enware Water Supply Management System: Thermostatic Mixing Valves | 1-y | #AST174 |  | CRPP | CRPP | PR1 | 1 | MA01-ALKARA 1 | Main Accommodation 01 (Alkara 1) | GR | Ground | MA01-210 | Cell 10 | HYD | Hydraulics | 1 | CRPP-1-MA1-G-HYD-11 | 013083 | Enware water supply management system | 7.0 | Hydraulic Services | 28.0 | Thermostatic Mixing Valves | Enware |  |  | Benton's Plumbing Supplies | 1 |  |  |  |  | N | No | 2023-04-01 | 2022-09-05 | CDC Plumbing & Drainage | Kira Jackson
Enware Water Supply Management System: Thermostatic Mixing Valves | 1-y | #AST175 |  | CRPP | CRPP | PR1 | 1 | MA01-ALKARA 1 | Main Accommodation 01 (Alkara 1) | GR | Ground | MA01-211 | Cell 11 | HYD | Hydraulics | 1 | CRPP-1-MA1-G-HYD-12 | 013179 | Enware water supply management system | 7.0 | Hydraulic Services | 28.0 | Thermostatic Mixing Valves | Enware |  |  | Benton's Plumbing Supplies | 1 |  |  |  |  | N | No | 2023-04-01 | 2022-09-05 | CDC Plumbing & Drainage | Kira Jackson
Enware Water Supply Management System: Thermostatic Mixing Valves | 1-y | #AST176 |  | CRPP | CRPP | PR1 | 1 | MA01-ALKARA 1 | Main Accommodation 01 (Alkara 1) | GR | Ground | MA01-212 | Cell 12 | HYD | Hydraulics | 1 | CRPP-1-MA1-G-HYD-13 | 013178 | Enware water supply management system | 7.0 | Hydraulic Services | 28.0 | Thermostatic Mixing Valves | Enware |  |  | Benton's Plumbing Supplies | 1 |  |  |  |  | N | No | 2023-04-01 | 2022-09-05 | CDC Plumbing & Drainage | Kira Jackson
Enware Water Supply Management System: Thermostatic Mixing Valves | 1-y | #AST177 |  | CRPP | CRPP | PR1 | 1 | MA01-ALKARA 1 | Main Accommodation 01 (Alkara 1) | GR | Ground | MA01-213 | Cell 13 | HYD | Hydraulics | 1 | CRPP-1-MA1-G-HYD-14 | 013177 | Enware water supply management system | 7.0 | Hydraulic Services | 28.0 | Thermostatic Mixing Valves | Enware |  |  | Benton's Plumbing Supplies | 1 |  |  |  |  | N | No | 2023-04-01 | 2022-09-05 | CDC Plumbing & Drainage | Kira Jackson
Enware Water Supply Management System: Thermostatic Mixing Valves | 1-y | #AST178 |  | CRPP | CRPP | PR1 | 1 | MA01-ALKARA 1 | Main Accommodation 01 (Alkara 1) | GR | Ground | MA01-214 | Cell 14 | HYD | Hydraulics | 1 | CRPP-1-MA1-G-HYD-15 | 013176 | Enware water supply management system | 7.0 | Hydraulic Services | 28.0 | Thermostatic Mixing Valves | Enware |  |  | Benton's Plumbing Supplies | 1 |  |  |  |  | N | No | 2023-04-01 | 2022-09-05 | CDC Plumbing & Drainage | Kira Jackson
Enware Water Supply Management System: Thermostatic Mixing Valves | 1-y | #AST179 |  | CRPP | CRPP | PR1 | 1 | MA01-ALKARA 1 | Main Accommodation 01 (Alkara 1) | GR | Ground | MA01-215 | Cell 15 | HYD | Hydraulics | 1 | CRPP-1-MA1-G-HYD-16 | 013175 | Enware water supply management system | 7.0 | Hydraulic Services | 28.0 | Thermostatic Mixing Valves | Enware |  |  | Benton's Plumbing Supplies | 1 |  |  |  |  | N | No | 2023-04-01 | 2022-09-05 | CDC Plumbing & Drainage | Kira Jackson
Enware Water Supply Management System: Thermostatic Mixing Valves | 1-y | #AST180 |  | CRPP | CRPP | PR1 | 1 | MA01-ALKARA 1 | Main Accommodation 01 (Alkara 1) | GR | Ground | MA01-216 | Cell 16 | HYD | Hydraulics | 1 | CRPP-1-MA1-G-HYD-17 | 013179 | Enware water supply management system | 7.0 | Hydraulic Services | 28.0 | Thermostatic Mixing Valves | Enware |  |  | Benton's Plumbing Supplies | 1 |  |  |  |  | N | No | 2023-04-01 | 2022-09-05 | CDC Plumbing & Drainage | Kira Jackson
Enware Water Supply Management System: Thermostatic Mixing Valves | 1-y | #AST181 |  | CRPP | CRPP | PR1 | 1 | MA01-ALKARA 1 | Main Accommodation 01 (Alkara 1) | GR | Ground | MA01-217 | Double Cell 17 | HYD | Hydraulics | 1 | CRPP-1-MA1-G-HYD-18 | 013173 | Enware water supply management system | 7.0 | Hydraulic Services | 28.0 | Thermostatic Mixing Valves | Enware |  |  | Benton's Plumbing Supplies | 1 |  |  |  |  | N | No | 2023-04-01 | 2022-09-05 | CDC Plumbing & Drainage | Kira Jackson
Enware Water Supply Management System: Thermostatic Mixing Valves | 1-y | #AST182 |  | CRPP | CRPP | PR1 | 1 | MA01-ALKARA 1 | Main Accommodation 01 (Alkara 1) | GR | Ground | MA01-218 | Cell 18 (Acc) | HYD | Hydraulics | 1 | CRPP-1-MA1-G-HYD-19 | 013172 | Enware water supply management system | 7.0 | Hydraulic Services | 28.0 | Thermostatic Mixing Valves | Enware |  |  | Benton's Plumbing Supplies | 1 |  |  |  |  | N | No | 2023-04-01 | 2022-09-05 | CDC Plumbing & Drainage | Kira Jackson
Enware Water Supply Management System: Thermostatic Mixing Valves | 1-y | #AST183 |  | CRPP | CRPP | PR1 | 1 | MA01-ALKARA 1 | Main Accommodation 01 (Alkara 1) | L1 | Level 01 | MA01-219 | Cell 19 | HYD | Hydraulics | 1 | CRPP-1-MA1-L1-HYD-05 | 013171 | Enware water supply management system | 7.0 | Hydraulic Services | 28.0 | Thermostatic Mixing Valves | Enware |  |  | Benton's Plumbing Supplies | 1 |  |  |  |  | N | No | 2023-04-01 | 2022-09-05 | CDC Plumbing & Drainage | Kira Jackson
Enware Water Supply Management System: Thermostatic Mixing Valves | 1-y | #AST184 |  | CRPP | CRPP | PR1 | 1 | MA01-ALKARA 1 | Main Accommodation 01 (Alkara 1) | L1 | Level 01 | MA01-220 | Cell 20 | HYD | Hydraulics | 1 | CRPP-1-MA1-L1-HYD-06 | 013170 | Enware water supply management system | 7.0 | Hydraulic Services | 28.0 | Thermostatic Mixing Valves | Enware |  |  | Benton's Plumbing Supplies | 1 |  |  |  |  | N | No | 2023-04-01 | 2022-09-05 | CDC Plumbing & Drainage | Kira Jackson
Enware Water Supply Management System: Thermostatic Mixing Valves | 1-y | #AST185 |  | CRPP | CRPP | PR1 | 1 | MA01-ALKARA 1 | Main Accommodation 01 (Alkara 1) | L1 | Level 01 | MA01-221 | Cell 21 | HYD | Hydraulics | 1 | CRPP-1-MA1-L1-HYD-07 | 013169 | Enware water supply management system | 7.0 | Hydraulic Services | 28.0 | Thermostatic Mixing Valves | Enware |  |  | Benton's Plumbing Supplies | 1 |  |  |  |  | N | No | 2023-04-01 | 2022-09-05 | CDC Plumbing & Drainage | Kira Jackson
Enware Water Supply Management System: Thermostatic Mixing Valves | 1-y | #AST186 |  | CRPP | CRPP | PR1 | 1 | MA01-ALKARA 1 | Main Accommodation 01 (Alkara 1) | L1 | Level 01 | MA01-222 | Cell 22 | HYD | Hydraulics | 1 | CRPP-1-MA1-L1-HYD-08 | 013168 | Enware water supply management system | 7.0 | Hydraulic Services | 28.0 | Thermostatic Mixing Valves | Enware |  |  | Benton's Plumbing Supplies | 1 |  |  |  |  | N | No | 2023-04-01 | 2022-09-05 | CDC Plumbing & Drainage | Kira Jackson
Enware Water Supply Management System: Thermostatic Mixing Valves | 1-y | #AST187 |  | CRPP | CRPP | PR1 | 1 | MA01-ALKARA 1 | Main Accommodation 01 (Alkara 1) | L1 | Level 01 | MA01-223 | Cell 23 | HYD | Hydraulics | 1 | CRPP-1-MA1-L1-HYD-09 | 013167 | Enware water supply management system | 7.0 | Hydraulic Services | 28.0 | Thermostatic Mixing Valves | Enware |  |  | Benton's Plumbing Supplies | 1 |  |  |  |  | N | No | 2023-04-01 | 2022-09-05 | CDC Plumbing & Drainage | Kira Jackson
Enware Water Supply Management System: Thermostatic Mixing Valves | 1-y | #AST188 |  | CRPP | CRPP | PR1 | 1 | MA01-ALKARA 1 | Main Accommodation 01 (Alkara 1) | L1 | Level 01 | MA01-224 | Cell 24 | HYD | Hydraulics | 1 | CRPP-1-MA1-L1-HYD-10 | 013166 | Enware water supply management system | 7.0 | Hydraulic Services | 28.0 | Thermostatic Mixing Valves | Enware |  |  | Benton's Plumbing Supplies | 1 |  |  |  |  | N | No | 2023-04-01 | 2022-09-05 | CDC Plumbing & Drainage | Kira Jackson
Enware Water Supply Management System: Thermostatic Mixing Valves | 1-y | #AST189 |  | CRPP | CRPP | PR1 | 1 | MA01-ALKARA 1 | Main Accommodation 01 (Alkara 1) | L1 | Level 01 | MA01-225 | Cell 25 | HYD | Hydraulics | 1 | CRPP-1-MA1-L1-HYD-11 | 013165 | Enware water supply management system | 7.0 | Hydraulic Services | 28.0 | Thermostatic Mixing Valves | Enware |  |  | Benton's Plumbing Supplies | 1 |  |  |  |  | N | No | 2023-04-01 | 2022-09-05 | CDC Plumbing & Drainage | Kira Jackson
Enware Water Supply Management System: Thermostatic Mixing Valves | 1-y | #AST190 |  | CRPP | CRPP | PR1 | 1 | MA01-ALKARA 1 | Main Accommodation 01 (Alkara 1) | L1 | Level 01 | MA01-226 | Cell 26 | HYD | Hydraulics | 1 | CRPP-1-MA1-L1-HYD-12 | 013164 | Enware water supply management system | 7.0 | Hydraulic Services | 28.0 | Thermostatic Mixing Valves | Enware |  |  | Benton's Plumbing Supplies | 1 |  |  |  |  | N | No | 2023-04-01 | 2022-09-05 | CDC Plumbing & Drainage | Kira Jackson
Enware Water Supply Management System: Thermostatic Mixing Valves | 1-y | #AST191 |  | CRPP | CRPP | PR1 | 1 | MA01-ALKARA 1 | Main Accommodation 01 (Alkara 1) | L1 | Level 01 | MA01-227 | Cell 27 | HYD | Hydraulics | 1 | CRPP-1-MA1-L1-HYD-13 | 013163 | Enware water supply management system | 7.0 | Hydraulic Services | 28.0 | Thermostatic Mixing Valves | Enware |  |  | Benton's Plumbing Supplies | 1 |  |  |  |  | N | No | 2023-04-01 | 2022-09-05 | CDC Plumbing & Drainage | Kira Jackson
Enware Water Supply Management System: Thermostatic Mixing Valves | 1-y | #AST192 |  | CRPP | CRPP | PR1 | 1 | MA01-ALKARA 1 | Main Accommodation 01 (Alkara 1) | L1 | Level 01 | MA01-228 | Cell 28 | HYD | Hydraulics | 1 | CRPP-1-MA1-L1-HYD-14 | 013162 | Enware water supply management system | 7.0 | Hydraulic Services | 28.0 | Thermostatic Mixing Valves | Enware |  |  | Benton's Plumbing Supplies | 1 |  |  |  |  | N | No | 2023-04-01 | 2022-09-05 | CDC Plumbing & Drainage | Kira Jackson
Enware Water Supply Management System: Thermostatic Mixing Valves | 1-y | #AST193 |  | CRPP | CRPP | PR1 | 1 | MA01-ALKARA 1 | Main Accommodation 01 (Alkara 1) | L1 | Level 01 | MA01-229 | Cell 29 | HYD | Hydraulics | 1 | CRPP-1-MA1-L1-HYD-15 | 013161 | Enware water supply management system | 7.0 | Hydraulic Services | 28.0 | Thermostatic Mixing Valves | Enware |  |  | Benton's Plumbing Supplies | 1 |  |  |  |  | N | No | 2023-04-01 | 2022-09-05 | CDC Plumbing & Drainage | Kira Jackson
Enware Water Supply Management System: Thermostatic Mixing Valves | 1-y | #AST194 |  | CRPP | CRPP | PR1 | 1 | MA01-ALKARA 1 | Main Accommodation 01 (Alkara 1) | L1 | Level 01 | MA01-230 | Cell 30 | HYD | Hydraulics | 1 | CRPP-1-MA1-L1-HYD-16 | 013160 | Enware water supply management system | 7.0 | Hydraulic Services | 28.0 | Thermostatic Mixing Valves | Enware |  |  | Benton's Plumbing Supplies | 1 |  |  |  |  | N | No | 2023-04-01 | 2022-09-05 | CDC Plumbing & Drainage | Kira Jackson
Enware Water Supply Management System: Thermostatic Mixing Valves | 1-y | #AST195 |  | CRPP | CRPP | PR1 | 1 | MA01-ALKARA 1 | Main Accommodation 01 (Alkara 1) | L1 | Level 01 | MA01-231 | Cell 31 | HYD | Hydraulics | 1 | CRPP-1-MA1-L1-HYD-17 | 013159 | Enware water supply management system | 7.0 | Hydraulic Services | 28.0 | Thermostatic Mixing Valves | Enware |  |  | Benton's Plumbing Supplies | 1 |  |  |  |  | N | No | 2023-04-01 | 2022-09-05 | CDC Plumbing & Drainage | Kira Jackson
Enware Water Supply Management System: Thermostatic Mixing Valves | 1-y | #AST196 |  | CRPP | CRPP | PR1 | 1 | MA01-ALKARA 1 | Main Accommodation 01 (Alkara 1) | L1 | Level 01 | MA01-232 | Cell 32 | HYD | Hydraulics | 1 | CRPP-1-MA1-L1-HYD-18 | 013158 | Enware water supply management system | 7.0 | Hydraulic Services | 28.0 | Thermostatic Mixing Valves | Enware |  |  | Benton's Plumbing Supplies | 1 |  |  |  |  | N | No | 2023-04-01 | 2022-09-05 | CDC Plumbing & Drainage | Kira Jackson
Enware Water Supply Management System: Thermostatic Mixing Valves | 1-y | #AST197 |  | CRPP | CRPP | PR1 | 1 | MA01-ALKARA 1 | Main Accommodation 01 (Alkara 1) | L1 | Level 01 | MA01-233 | Cell 33 | HYD | Hydraulics | 1 | CRPP-1-MA1-L1-HYD-19 | 013157 | Enware water supply management system | 7.0 | Hydraulic Services | 28.0 | Thermostatic Mixing Valves | Enware |  |  | Benton's Plumbing Supplies | 1 |  |  |  |  | N | No | 2023-04-01 | 2022-09-05 | CDC Plumbing & Drainage | Kira Jackson
Enware Water Supply Management System: Thermostatic Mixing Valves | 1-y | #AST198 |  | CRPP | CRPP | PR1 | 1 | MA01-ALKARA 1 | Main Accommodation 01 (Alkara 1) | L1 | Level 01 | MA01-234 | Cell 34 | HYD | Hydraulics | 1 | CRPP-1-MA1-L1-HYD-20 | 013156 | Enware water supply management system | 7.0 | Hydraulic Services | 28.0 | Thermostatic Mixing Valves | Enware |  |  | Benton's Plumbing Supplies | 1 |  |  |  |  | N | No | 2023-04-01 | 2022-09-05 | CDC Plumbing & Drainage | Kira Jackson
Enware Water Supply Management System: Thermostatic Mixing Valves | 1-y | #AST199 |  | CRPP | CRPP | PR1 | 1 | MA01-ALKARA 1 | Main Accommodation 01 (Alkara 1) | L1 | Level 01 | MA01-235 | Double Cell 35 | HYD | Hydraulics | 1 | CRPP-1-MA1-L1-HYD-21 | 013155 | Enware water supply management system | 7.0 | Hydraulic Services | 28.0 | Thermostatic Mixing Valves | Enware |  |  | Benton's Plumbing Supplies | 1 |  |  |  |  | N | No | 2023-04-01 | 2022-09-05 | CDC Plumbing & Drainage | Kira Jackson
Enware Water Supply Management System: Thermostatic Mixing Valves | 1-y | #AST200 |  | CRPP | CRPP | PR1 | 1 | MA01-ALKARA 1 | Main Accommodation 01 (Alkara 1) | L1 | Level 01 | MA01-236 | Double Cell 36 | HYD | Hydraulics | 1 | CRPP-1-MA1-L1-HYD-22 | 013154 | Enware water supply management system | 7.0 | Hydraulic Services | 28.0 | Thermostatic Mixing Valves | Enware |  |  | Benton's Plumbing Supplies | 1 |  |  |  |  | N | No | 2023-04-01 | 2022-09-05 | CDC Plumbing & Drainage | Kira Jackson
Enware Water Supply Management System: Thermostatic Mixing Valves | 1-y | #AST201 |  | CRPP | CRPP | PR1 | 1 | MA01-ALKARA 1 | Main Accommodation 01 (Alkara 1) | GR | Ground | MA01-237 | Cell 37 (Acc) | HYD | Hydraulics | 1 | CRPP-1-MA1-G-HYD-20 | 013132 | Enware water supply management system | 7.0 | Hydraulic Services | 28.0 | Thermostatic Mixing Valves | Enware |  | C884355-HUB00037 | Benton's Plumbing Supplies | 1 |  |  |  |  | N | No | 2023-04-01 | 2022-09-05 | CDC Plumbing & Drainage | Kira Jackson
Enware Water Supply Management System: Thermostatic Mixing Valves | 1-y | #AST202 |  | CRPP | CRPP | PR1 | 1 | MA01-ALKARA 1 | Main Accommodation 01 (Alkara 1) | GR | Ground | MA01-238 | Double Cell 38 | HYD | Hydraulics | 1 | CRPP-1-MA1-G-HYD-21 | 013047 | Enware water supply management system | 7.0 | Hydraulic Services | 28.0 | Thermostatic Mixing Valves | Enware |  |  | Benton's Plumbing Supplies | 1 |  |  |  |  | N | No | 2023-04-01 | 2022-09-05 | CDC Plumbing & Drainage | Kira Jackson
Enware Water Supply Management System: Thermostatic Mixing Valves | 1-y | #AST203 |  | CRPP | CRPP | PR1 | 1 | MA01-ALKARA 1 | Main Accommodation 01 (Alkara 1) | GR | Ground | MA01-239 | Cell 39 | HYD | Hydraulics | 1 | CRPP-1-MA1-G-HYD-22 | 013046 | Enware water supply management system | 7.0 | Hydraulic Services | 28.0 | Thermostatic Mixing Valves | Enware |  |  | Benton's Plumbing Supplies | 1 |  |  |  |  | N | No | 2023-04-01 | 2022-09-05 | CDC Plumbing & Drainage | Kira Jackson
Enware Water Supply Management System: Thermostatic Mixing Valves | 1-y | #AST204 |  | CRPP | CRPP | PR1 | 1 | MA01-ALKARA 1 | Main Accommodation 01 (Alkara 1) | GR | Ground | MA01-240 | Cell 40 | HYD | Hydraulics | 1 | CRPP-1-MA1-G-HYD-23 | 013045 | Enware water supply management system | 7.0 | Hydraulic Services | 28.0 | Thermostatic Mixing Valves | Enware |  |  | Benton's Plumbing Supplies | 1 |  |  |  |  | N | No | 2023-04-01 | 2022-09-05 | CDC Plumbing & Drainage | Kira Jackson
Enware Water Supply Management System: Thermostatic Mixing Valves | 1-y | #AST205 |  | CRPP | CRPP | PR1 | 1 | MA01-ALKARA 1 | Main Accommodation 01 (Alkara 1) | GR | Ground | MA01-241 | Cell 41 | HYD | Hydraulics | 1 | CRPP-1-MA1-G-HYD-24 | 013044 | Enware water supply management system | 7.0 | Hydraulic Services | 28.0 | Thermostatic Mixing Valves | Enware |  |  | Benton's Plumbing Supplies | 1 |  |  |  |  | N | No | 2023-04-01 | 2022-09-05 | CDC Plumbing & Drainage | Kira Jackson
Enware Water Supply Management System: Thermostatic Mixing Valves | 1-y | #AST206 |  | CRPP | CRPP | PR1 | 1 | MA01-ALKARA 1 | Main Accommodation 01 (Alkara 1) | GR | Ground | MA01-242 | Cell 42 | HYD | Hydraulics | 1 | CRPP-1-MA1-G-HYD-25 | 013043 | Enware water supply management system | 7.0 | Hydraulic Services | 28.0 | Thermostatic Mixing Valves | Enware |  |  | Benton's Plumbing Supplies | 1 |  |  |  |  | N | No | 2023-04-01 | 2022-09-05 | CDC Plumbing & Drainage | Kira Jackson
Enware Water Supply Management System: Thermostatic Mixing Valves | 1-y | #AST207 |  | CRPP | CRPP | PR1 | 1 | MA01-ALKARA 1 | Main Accommodation 01 (Alkara 1) | GR | Ground | MA01-243 | Cell 43 | HYD | Hydraulics | 1 | CRPP-1-MA1-G-HYD-26 | 013042 | Enware water supply management system | 7.0 | Hydraulic Services | 28.0 | Thermostatic Mixing Valves | Enware |  |  | Benton's Plumbing Supplies | 1 |  |  |  |  | N | No | 2023-04-01 | 2022-09-05 | CDC Plumbing & Drainage | Kira Jackson
Enware Water Supply Management System: Thermostatic Mixing Valves | 1-y | #AST208 |  | CRPP | CRPP | PR1 | 1 | MA01-ALKARA 1 | Main Accommodation 01 (Alkara 1) | GR | Ground | MA01-244 | Cell 44 | HYD | Hydraulics | 1 | CRPP-1-MA1-G-HYD-27 | 013041 | Enware water supply management system | 7.0 | Hydraulic Services | 28.0 | Thermostatic Mixing Valves | Enware |  |  | Benton's Plumbing Supplies | 1 |  |  |  |  | N | No | 2023-04-01 | 2022-09-05 | CDC Plumbing & Drainage | Kira Jackson
Enware Water Supply Management System: Thermostatic Mixing Valves | 1-y | #AST209 |  | CRPP | CRPP | PR1 | 1 | MA01-ALKARA 1 | Main Accommodation 01 (Alkara 1) | GR | Ground | MA01-245 | Cell 45 | HYD | Hydraulics | 1 | CRPP-1-MA1-G-HYD-28 | 013057 | Enware water supply management system | 7.0 | Hydraulic Services | 28.0 | Thermostatic Mixing Valves | Enware |  |  | Benton's Plumbing Supplies | 1 |  |  |  |  | N | No | 2023-04-01 | 2022-09-05 | CDC Plumbing & Drainage | Kira Jackson
Enware Water Supply Management System: Thermostatic Mixing Valves | 1-y | #AST210 |  | CRPP | CRPP | PR1 | 1 | MA01-ALKARA 1 | Main Accommodation 01 (Alkara 1) | GR | Ground | MA01-246 | Cell 46 | HYD | Hydraulics | 1 | CRPP-1-MA1-G-HYD-29 | 013056 | Enware water supply management system | 7.0 | Hydraulic Services | 28.0 | Thermostatic Mixing Valves | Enware |  |  | Benton's Plumbing Supplies | 1 |  |  |  |  | N | No | 2023-04-01 | 2022-09-05 | CDC Plumbing & Drainage | Kira Jackson
Enware Water Supply Management System: Thermostatic Mixing Valves | 1-y | #AST211 |  | CRPP | CRPP | PR1 | 1 | MA01-ALKARA 1 | Main Accommodation 01 (Alkara 1) | GR | Ground | MA01-247 | Cell 47 | HYD | Hydraulics | 1 | CRPP-1-MA1-G-HYD-30 | 013055 | Enware water supply management system | 7.0 | Hydraulic Services | 28.0 | Thermostatic Mixing Valves | Enware |  |  | Benton's Plumbing Supplies | 1 |  |  |  |  | N | No | 2023-04-01 | 2022-09-05 | CDC Plumbing & Drainage | Kira Jackson
Enware Water Supply Management System: Thermostatic Mixing Valves | 1-y | #AST212 |  | CRPP | CRPP | PR1 | 1 | MA01-ALKARA 1 | Main Accommodation 01 (Alkara 1) | GR | Ground | MA01-248 | Cell 48 | HYD | Hydraulics | 1 | CRPP-1-MA1-G-HYD-31 | 013054 | Enware water supply management system | 7.0 | Hydraulic Services | 28.0 | Thermostatic Mixing Valves | Enware |  |  | Benton's Plumbing Supplies | 1 |  |  |  |  | N | No | 2023-04-01 | 2022-09-05 | CDC Plumbing & Drainage | Kira Jackson
Enware Water Supply Management System: Thermostatic Mixing Valves | 1-y | #AST213 |  | CRPP | CRPP | PR1 | 1 | MA01-ALKARA 1 | Main Accommodation 01 (Alkara 1) | GR | Ground | MA01-249 | Cell 49 | HYD | Hydraulics | 1 | CRPP-1-MA1-G-HYD-32 | 013053 | Enware water supply management system | 7.0 | Hydraulic Services | 28.0 | Thermostatic Mixing Valves | Enware |  |  | Benton's Plumbing Supplies | 1 |  |  |  |  | N | No | 2023-04-01 | 2022-09-05 | CDC Plumbing & Drainage | Kira Jackson
Enware Water Supply Management System: Thermostatic Mixing Valves | 1-y | #AST214 |  | CRPP | CRPP | PR1 | 1 | MA01-ALKARA 1 | Main Accommodation 01 (Alkara 1) | GR | Ground | MA01-250 | Cell 50 | HYD | Hydraulics | 1 | CRPP-1-MA1-G-HYD-33 | 013052 | Enware water supply management system | 7.0 | Hydraulic Services | 28.0 | Thermostatic Mixing Valves | Enware |  |  | Benton's Plumbing Supplies | 1 |  |  |  |  | N | No | 2023-04-01 | 2022-09-05 | CDC Plumbing & Drainage | Kira Jackson
Enware Water Supply Management System: Thermostatic Mixing Valves | 1-y | #AST215 |  | CRPP | CRPP | PR1 | 1 | MA01-ALKARA 1 | Main Accommodation 01 (Alkara 1) | GR | Ground | MA01-251 | Cell 51 | HYD | Hydraulics | 1 | CRPP-1-MA1-G-HYD-34 | 013051 | Enware water supply management system | 7.0 | Hydraulic Services | 28.0 | Thermostatic Mixing Valves | Enware |  |  | Benton's Plumbing Supplies | 1 |  |  |  |  | N | No | 2023-04-01 | 2022-09-05 | CDC Plumbing & Drainage | Kira Jackson
Enware Water Supply Management System: Thermostatic Mixing Valves | 1-y | #AST216 |  | CRPP | CRPP | PR1 | 1 | MA01-ALKARA 1 | Main Accommodation 01 (Alkara 1) | GR | Ground | MA01-252 | Cell 52 | HYD | Hydraulics | 1 | CRPP-1-MA1-G-HYD-35 | 013050 | Enware water supply management system | 7.0 | Hydraulic Services | 28.0 | Thermostatic Mixing Valves | Enware |  |  | Benton's Plumbing Supplies | 1 |  |  |  |  | N | No | 2023-04-01 | 2022-09-05 | CDC Plumbing & Drainage | Kira Jackson
Enware Water Supply Management System: Thermostatic Mixing Valves | 1-y | #AST217 |  | CRPP | CRPP | PR1 | 1 | MA01-ALKARA 1 | Main Accommodation 01 (Alkara 1) | GR | Ground | MA01-253 | Cell 53 | HYD | Hydraulics | 1 | CRPP-1-MA1-G-HYD-36 | 013049 | Enware water supply management system | 7.0 | Hydraulic Services | 28.0 | Thermostatic Mixing Valves | Enware |  |  | Benton's Plumbing Supplies | 1 |  |  |  |  | N | No | 2023-04-01 | 2022-09-05 | CDC Plumbing & Drainage | Kira Jackson
Enware Water Supply Management System: Thermostatic Mixing Valves | 1-y | #AST218 |  | CRPP | CRPP | PR1 | 1 | MA01-ALKARA 1 | Main Accommodation 01 (Alkara 1) | GR | Ground | MA01-254 | Cell 54 | HYD | Hydraulics | 1 | CRPP-1-MA1-G-HYD-37 | 013048 | Enware water supply management system | 7.0 | Hydraulic Services | 28.0 | Thermostatic Mixing Valves | Enware |  |  | Benton's Plumbing Supplies | 1 |  |  |  |  | N | No | 2023-04-01 | 2022-09-05 | CDC Plumbing & Drainage | Kira Jackson
Enware Water Supply Management System: Thermostatic Mixing Valves | 1-y | #AST219 |  | CRPP | CRPP | PR1 | 1 | MA01-ALKARA 1 | Main Accommodation 01 (Alkara 1) | L1 | Level 01 | MA01-255 | Double Cell 55 | HYD | Hydraulics | 1 | CRPP-1-MA1-L1-HYD-23 | 013149 | Enware water supply management system | 7.0 | Hydraulic Services | 28.0 | Thermostatic Mixing Valves | Enware |  |  | Benton's Plumbing Supplies | 1 |  |  |  |  | N | No | 2023-04-01 | 2022-09-05 | CDC Plumbing & Drainage | Kira Jackson
Enware Water Supply Management System: Thermostatic Mixing Valves | 1-y | #AST220 |  | CRPP | CRPP | PR1 | 1 | MA01-ALKARA 1 | Main Accommodation 01 (Alkara 1) | L1 | Level 01 | MA01-256 | Double Cell 56 | HYD | Hydraulics | 1 | CRPP-1-MA1-L1-HYD-24 | 013148 | Enware water supply management system | 7.0 | Hydraulic Services | 28.0 | Thermostatic Mixing Valves | Enware |  |  | Benton's Plumbing Supplies | 1 |  |  |  |  | N | No | 2023-04-01 | 2022-09-05 | CDC Plumbing & Drainage | Kira Jackson
Enware Water Supply Management System: Thermostatic Mixing Valves | 1-y | #AST221 |  | CRPP | CRPP | PR1 | 1 | MA01-ALKARA 1 | Main Accommodation 01 (Alkara 1) | L1 | Level 01 | MA01-257 | Cell 57 | HYD | Hydraulics | 1 | CRPP-1-MA1-L1-HYD-25 | 013059 | Enware water supply management system | 7.0 | Hydraulic Services | 28.0 | Thermostatic Mixing Valves | Enware |  |  | Benton's Plumbing Supplies | 1 |  |  |  |  | N | No | 2023-04-01 | 2022-09-05 | CDC Plumbing & Drainage | Kira Jackson
Enware Water Supply Management System: Thermostatic Mixing Valves | 1-y | #AST222 |  | CRPP | CRPP | PR1 | 1 | MA01-ALKARA 1 | Main Accommodation 01 (Alkara 1) | L1 | Level 01 | MA01-258 | Cell 58 | HYD | Hydraulics | 1 | CRPP-1-MA1-L1-HYD-26 | 013058 | Enware water supply management system | 7.0 | Hydraulic Services | 28.0 | Thermostatic Mixing Valves | Enware |  |  | Benton's Plumbing Supplies | 1 |  |  |  |  | N | No | 2023-04-01 | 2022-09-05 | CDC Plumbing & Drainage | Kira Jackson
Enware Water Supply Management System: Thermostatic Mixing Valves | 1-y | #AST223 |  | CRPP | CRPP | PR1 | 1 | MA01-ALKARA 1 | Main Accommodation 01 (Alkara 1) | L1 | Level 01 | MA01-259 | Cell 59 | HYD | Hydraulics | 1 | CRPP-1-MA1-L1-HYD-27 | 013061 | Enware water supply management system | 7.0 | Hydraulic Services | 28.0 | Thermostatic Mixing Valves | Enware |  |  | Benton's Plumbing Supplies | 1 |  |  |  |  | N | No | 2023-04-01 | 2022-09-05 | CDC Plumbing & Drainage | Kira Jackson
Enware Water Supply Management System: Thermostatic Mixing Valves | 1-y | #AST224 |  | CRPP | CRPP | PR1 | 1 | MA01-ALKARA 1 | Main Accommodation 01 (Alkara 1) | L1 | Level 01 | MA01-260 | Cell 60 | HYD | Hydraulics | 1 | CRPP-1-MA1-L1-HYD-28 | 013060 | Enware water supply management system | 7.0 | Hydraulic Services | 28.0 | Thermostatic Mixing Valves | Enware |  |  | Benton's Plumbing Supplies | 1 |  |  |  |  | N | No | 2023-04-01 | 2022-09-05 | CDC Plumbing & Drainage | Kira Jackson
Enware Water Supply Management System: Thermostatic Mixing Valves | 1-y | #AST225 |  | CRPP | CRPP | PR1 | 1 | MA01-ALKARA 1 | Main Accommodation 01 (Alkara 1) | L1 | Level 01 | MA01-261 | Cell 61 | HYD | Hydraulics | 1 | CRPP-1-MA1-L1-HYD-29 | 013062 | Enware water supply management system | 7.0 | Hydraulic Services | 28.0 | Thermostatic Mixing Valves | Enware |  |  | Benton's Plumbing Supplies | 1 |  |  |  |  | N | No | 2023-04-01 | 2022-09-05 | CDC Plumbing & Drainage | Kira Jackson
Enware Water Supply Management System: Thermostatic Mixing Valves | 1-y | #AST226 |  | CRPP | CRPP | PR1 | 1 | MA01-ALKARA 1 | Main Accommodation 01 (Alkara 1) | L1 | Level 01 | MA01-262 | Cell 62 | HYD | Hydraulics | 1 | CRPP-1-MA1-L1-HYD-30 | 013063 | Enware water supply management system | 7.0 | Hydraulic Services | 28.0 | Thermostatic Mixing Valves | Enware |  |  | Benton's Plumbing Supplies | 1 |  |  |  |  | N | No | 2023-04-01 | 2022-09-05 | CDC Plumbing & Drainage | Kira Jackson
Enware Water Supply Management System: Thermostatic Mixing Valves | 1-y | #AST227 |  | CRPP | CRPP | PR1 | 1 | MA01-ALKARA 1 | Main Accommodation 01 (Alkara 1) | L1 | Level 01 | MA01-263 | Cell 63 | HYD | Hydraulics | 1 | CRPP-1-MA1-L1-HYD-31 | 013064 | Enware water supply management system | 7.0 | Hydraulic Services | 28.0 | Thermostatic Mixing Valves | Enware |  |  | Benton's Plumbing Supplies | 1 |  |  |  |  | N | No | 2023-04-01 | 2022-09-05 | CDC Plumbing & Drainage | Kira Jackson
Enware Water Supply Management System: Thermostatic Mixing Valves | 1-y | #AST228 |  | CRPP | CRPP | PR1 | 1 | MA01-ALKARA 1 | Main Accommodation 01 (Alkara 1) | L1 | Level 01 | MA01-264 | Cell 64 | HYD | Hydraulics | 1 | CRPP-1-MA1-L1-HYD-32 | 013065 | Enware water supply management system | 7.0 | Hydraulic Services | 28.0 | Thermostatic Mixing Valves | Enware |  |  | Benton's Plumbing Supplies | 1 |  |  |  |  | N | No | 2023-04-01 | 2022-09-05 | CDC Plumbing & Drainage | Kira Jackson
Enware Water Supply Management System: Thermostatic Mixing Valves | 1-y | #AST229 |  | CRPP | CRPP | PR1 | 1 | MA01-ALKARA 1 | Main Accommodation 01 (Alkara 1) | L1 | Level 01 | MA01-265 | Cell 65 | HYD | Hydraulics | 1 | CRPP-1-MA1-L1-HYD-33 | 013066 | Enware water supply management system | 7.0 | Hydraulic Services | 28.0 | Thermostatic Mixing Valves | Enware |  |  | Benton's Plumbing Supplies | 1 |  |  |  |  | N | No | 2023-04-01 | 2022-09-05 | CDC Plumbing & Drainage | Kira Jackson
Enware Water Supply Management System: Thermostatic Mixing Valves | 1-y | #AST230 |  | CRPP | CRPP | PR1 | 1 | MA01-ALKARA 1 | Main Accommodation 01 (Alkara 1) | L1 | Level 01 | MA01-266 | Cell 66 | HYD | Hydraulics | 1 | CRPP-1-MA1-L1-HYD-34 | 013067 | Enware water supply management system | 7.0 | Hydraulic Services | 28.0 | Thermostatic Mixing Valves | Enware |  |  | Benton's Plumbing Supplies | 1 |  |  |  |  | N | No | 2023-04-01 | 2022-09-05 | CDC Plumbing & Drainage | Kira Jackson
Enware Water Supply Management System: Thermostatic Mixing Valves | 1-y | #AST231 |  | CRPP | CRPP | PR1 | 1 | MA01-ALKARA 1 | Main Accommodation 01 (Alkara 1) | L1 | Level 01 | MA01-267 | Cell 67 | HYD | Hydraulics | 1 | CRPP-1-MA1-L1-HYD-35 | 013068 | Enware water supply management system | 7.0 | Hydraulic Services | 28.0 | Thermostatic Mixing Valves | Enware |  |  | Benton's Plumbing Supplies | 1 |  |  |  |  | N | No | 2023-04-01 | 2022-09-05 | CDC Plumbing & Drainage | Kira Jackson
Enware Water Supply Management System: Thermostatic Mixing Valves | 1-y | #AST232 |  | CRPP | CRPP | PR1 | 1 | MA01-ALKARA 1 | Main Accommodation 01 (Alkara 1) | L1 | Level 01 | MA01-268 | Cell 68 | HYD | Hydraulics | 1 | CRPP-1-MA1-L1-HYD-36 | 013069 | Enware water supply management system | 7.0 | Hydraulic Services | 28.0 | Thermostatic Mixing Valves | Enware |  |  | Benton's Plumbing Supplies | 1 |  |  |  |  | N | No | 2023-04-01 | 2022-09-05 | CDC Plumbing & Drainage | Kira Jackson
Enware Water Supply Management System: Thermostatic Mixing Valves | 1-y | #AST233 |  | CRPP | CRPP | PR1 | 1 | MA01-ALKARA 1 | Main Accommodation 01 (Alkara 1) | L1 | Level 01 | MA01-269 | Cell 69 | HYD | Hydraulics | 1 | CRPP-1-MA1-L1-HYD-37 | 013070 | Enware water supply management system | 7.0 | Hydraulic Services | 28.0 | Thermostatic Mixing Valves | Enware |  |  | Benton's Plumbing Supplies | 1 |  |  |  |  | N | No | 2023-04-01 | 2022-09-05 | CDC Plumbing & Drainage | Kira Jackson
Enware Water Supply Management System: Thermostatic Mixing Valves | 1-y | #AST234 |  | CRPP | CRPP | PR1 | 1 | MA01-ALKARA 1 | Main Accommodation 01 (Alkara 1) | L1 | Level 01 | MA01-270 | Cell 70 | HYD | Hydraulics | 1 | CRPP-1-MA1-L1-HYD-38 | 013071 | Enware water supply management system | 7.0 | Hydraulic Services | 28.0 | Thermostatic Mixing Valves | Enware |  |  | Benton's Plumbing Supplies | 1 |  |  |  |  | N | No | 2023-04-01 | 2022-09-05 | CDC Plumbing & Drainage | Kira Jackson
Enware Water Supply Management System: Thermostatic Mixing Valves | 1-y | #AST235 |  | CRPP | CRPP | PR1 | 1 | MA01-ALKARA 1 | Main Accommodation 01 (Alkara 1) | L1 | Level 01 | MA01-271 | Cell 71 | HYD | Hydraulics | 1 | CRPP-1-MA1-L1-HYD-39 | 013072 | Enware water supply management system | 7.0 | Hydraulic Services | 28.0 | Thermostatic Mixing Valves | Enware |  |  | Benton's Plumbing Supplies | 1 |  |  |  |  | N | No | 2023-04-01 | 2022-09-05 | CDC Plumbing & Drainage | Kira Jackson
Enware Water Supply Management System: Thermostatic Mixing Valves | 1-y | #AST236 |  | CRPP | CRPP | PR1 | 1 | MA01-ALKARA 1 | Main Accommodation 01 (Alkara 1) | L1 | Level 01 | MA01-272 | Cell 72 | HYD | Hydraulics | 1 | CRPP-1-MA1-L1-HYD-40 | 013073 | Enware water supply management system | 7.0 | Hydraulic Services | 28.0 | Thermostatic Mixing Valves | Enware |  |  | Benton's Plumbing Supplies | 1 |  |  |  |  | N | No | 2023-04-01 | 2022-09-05 | CDC Plumbing & Drainage | Kira Jackson
Enware Water Supply Management System: Thermostatic Mixing Valves | 1-y | #AST248 |  | CRPP | CRPP | PR1 | 1 | MA16-HAILAR 2 | Main Accommodation 16 (Hailar 2) | GR | Ground | MA16-201 | Cell 1 | HYD | Hydraulics | 1 | CRPP-1-MA16-G-HYD-02 | 013285 | Enware water supply management system | 7.0 | Hydraulic Services | 28.0 | Thermostatic Mixing Valves | Enware |  |  | Benton's Plumbing Supplies | 1 |  |  |  |  | N | No | 2023-04-01 | 2022-09-05 | CDC Plumbing & Drainage | Kira Jackson
Enware Water Supply Management System: Thermostatic Mixing Valves | 1-y | #AST249 |  | CRPP | CRPP | PR1 | 1 | MA16-HAILAR 2 | Main Accommodation 16 (Hailar 2) | GR | Ground | MA16-202 | Cell 2 | HYD | Hydraulics | 1 | CRPP-1-MA16-G-HYD-03 | 013286 | Enware water supply management system | 7.0 | Hydraulic Services | 28.0 | Thermostatic Mixing Valves | Enware |  |  | Benton's Plumbing Supplies | 1 |  |  |  |  | N | No | 2023-04-01 | 2022-09-05 | CDC Plumbing & Drainage | Kira Jackson
Enware Water Supply Management System: Thermostatic Mixing Valves | 1-y | #AST250 |  | CRPP | CRPP | PR1 | 1 | MA16-HAILAR 2 | Main Accommodation 16 (Hailar 2) | GR | Ground | MA16-203 | Cell 3 | HYD | Hydraulics | 1 | CRPP-1-MA16-G-HYD-04 | 013287 | Enware water supply management system | 7.0 | Hydraulic Services | 28.0 | Thermostatic Mixing Valves | Enware |  |  | Benton's Plumbing Supplies | 1 |  |  |  |  | N | No | 2023-04-01 | 2022-09-05 | CDC Plumbing & Drainage | Kira Jackson
Enware Water Supply Management System: Thermostatic Mixing Valves | 1-y | #AST251 |  | CRPP | CRPP | PR1 | 1 | MA16-HAILAR 2 | Main Accommodation 16 (Hailar 2) | GR | Ground | MA16-204 | Cell 4 | HYD | Hydraulics | 1 | CRPP-1-MA16-G-HYD-05 | 013288 | Enware water supply management system | 7.0 | Hydraulic Services | 28.0 | Thermostatic Mixing Valves | Enware |  |  | Benton's Plumbing Supplies | 1 |  |  |  |  | N | No | 2023-04-01 | 2022-09-05 | CDC Plumbing & Drainage | Kira Jackson
Enware Water Supply Management System: Thermostatic Mixing Valves | 1-y | #AST252 |  | CRPP | CRPP | PR1 | 1 | MA16-HAILAR 2 | Main Accommodation 16 (Hailar 2) | GR | Ground | MA16-205 | Cell 5 | HYD | Hydraulics | 1 | CRPP-1-MA16-G-HYD-06 | 013289 | Enware water supply management system | 7.0 | Hydraulic Services | 28.0 | Thermostatic Mixing Valves | Enware |  |  | Benton's Plumbing Supplies | 1 |  |  |  |  | N | No | 2023-04-01 | 2022-09-05 | CDC Plumbing & Drainage | Kira Jackson
Enware Water Supply Management System: Thermostatic Mixing Valves | 1-y | #AST253 |  | CRPP | CRPP | PR1 | 1 | MA16-HAILAR 2 | Main Accommodation 16 (Hailar 2) | GR | Ground | MA16-206 | Cell 6 | HYD | Hydraulics | 1 | CRPP-1-MA16-G-HYD-07 | 013290 | Enware water supply management system | 7.0 | Hydraulic Services | 28.0 | Thermostatic Mixing Valves | Enware |  |  | Benton's Plumbing Supplies | 1 |  |  |  |  | N | No | 2023-04-01 | 2022-09-05 | CDC Plumbing & Drainage | Kira Jackson
Enware Water Supply Management System: Thermostatic Mixing Valves | 1-y | #AST254 |  | CRPP | CRPP | PR1 | 1 | MA16-HAILAR 2 | Main Accommodation 16 (Hailar 2) | GR | Ground | MA16-207 | Cell 7 | HYD | Hydraulics | 1 | CRPP-1-MA16-G-HYD-08 | 013291 | Enware water supply management system | 7.0 | Hydraulic Services | 28.0 | Thermostatic Mixing Valves | Enware |  |  | Benton's Plumbing Supplies | 1 |  |  |  |  | N | No | 2023-04-01 | 2022-09-05 | CDC Plumbing & Drainage | Kira Jackson
Enware Water Supply Management System: Thermostatic Mixing Valves | 1-y | #AST255 |  | CRPP | CRPP | PR1 | 1 | MA16-HAILAR 2 | Main Accommodation 16 (Hailar 2) | GR | Ground | MA16-208 | Cell 8 | HYD | Hydraulics | 1 | CRPP-1-MA16-G-HYD-09 | 013292 | Enware water supply management system | 7.0 | Hydraulic Services | 28.0 | Thermostatic Mixing Valves | Enware |  |  | Benton's Plumbing Supplies | 1 |  |  |  |  | N | No | 2023-04-01 | 2022-09-05 | CDC Plumbing & Drainage | Kira Jackson
Enware Water Supply Management System: Thermostatic Mixing Valves | 1-y | #AST256 |  | CRPP | CRPP | PR1 | 1 | MA16-HAILAR 2 | Main Accommodation 16 (Hailar 2) | GR | Ground | MA16-209 | Cell 9 | HYD | Hydraulics | 1 | CRPP-1-MA16-G-HYD-10 | 013293 | Enware water supply management system | 7.0 | Hydraulic Services | 28.0 | Thermostatic Mixing Valves | Enware |  |  | Benton's Plumbing Supplies | 1 |  |  |  |  | N | No | 2023-04-01 | 2022-09-05 | CDC Plumbing & Drainage | Kira Jackson
Enware Water Supply Management System: Thermostatic Mixing Valves | 1-y | #AST257 |  | CRPP | CRPP | PR1 | 1 | MA16-HAILAR 2 | Main Accommodation 16 (Hailar 2) | GR | Ground | MA16-210 | Cell 10 | HYD | Hydraulics | 1 | CRPP-1-MA16-G-HYD-11 | 013294 | Enware water supply management system | 7.0 | Hydraulic Services | 28.0 | Thermostatic Mixing Valves | Enware |  |  | Benton's Plumbing Supplies | 1 |  |  |  |  | N | No | 2023-04-01 | 2022-09-05 | CDC Plumbing & Drainage | Kira Jackson
Enware Water Supply Management System: Thermostatic Mixing Valves | 1-y | #AST258 |  | CRPP | CRPP | PR1 | 1 | MA16-HAILAR 2 | Main Accommodation 16 (Hailar 2) | GR | Ground | MA16-211 | Cell 11 | HYD | Hydraulics | 1 | CRPP-1-MA16-G-HYD-12 | 013295 | Enware water supply management system | 7.0 | Hydraulic Services | 28.0 | Thermostatic Mixing Valves | Enware |  |  | Benton's Plumbing Supplies | 1 |  |  |  |  | N | No | 2023-04-01 | 2022-09-05 | CDC Plumbing & Drainage | Kira Jackson
Enware Water Supply Management System: Thermostatic Mixing Valves | 1-y | #AST259 |  | CRPP | CRPP | PR1 | 1 | MA16-HAILAR 2 | Main Accommodation 16 (Hailar 2) | GR | Ground | MA16-212 | Cell 12 | HYD | Hydraulics | 1 | CRPP-1-MA16-G-HYD-13 | 013296 | Enware water supply management system | 7.0 | Hydraulic Services | 28.0 | Thermostatic Mixing Valves | Enware |  |  | Benton's Plumbing Supplies | 1 |  |  |  |  | N | No | 2023-04-01 | 2022-09-05 | CDC Plumbing & Drainage | Kira Jackson
Enware Water Supply Management System: Thermostatic Mixing Valves | 1-y | #AST260 |  | CRPP | CRPP | PR1 | 1 | MA16-HAILAR 2 | Main Accommodation 16 (Hailar 2) | GR | Ground | MA16-213 | Cell 13 | HYD | Hydraulics | 1 | CRPP-1-MA16-G-HYD-14 | 013297 | Enware water supply management system | 7.0 | Hydraulic Services | 28.0 | Thermostatic Mixing Valves | Enware |  |  | Benton's Plumbing Supplies | 1 |  |  |  |  | N | No | 2023-04-01 | 2022-09-05 | CDC Plumbing & Drainage | Kira Jackson
Enware Water Supply Management System: Thermostatic Mixing Valves | 1-y | #AST261 |  | CRPP | CRPP | PR1 | 1 | MA16-HAILAR 2 | Main Accommodation 16 (Hailar 2) | GR | Ground | MA16-214 | Cell 14 | HYD | Hydraulics | 1 | CRPP-1-MA16-G-HYD-15 | 013298 | Enware water supply management system | 7.0 | Hydraulic Services | 28.0 | Thermostatic Mixing Valves | Enware |  |  | Benton's Plumbing Supplies | 1 |  |  |  |  | N | No | 2023-04-01 | 2022-09-05 | CDC Plumbing & Drainage | Kira Jackson
Enware Water Supply Management System: Thermostatic Mixing Valves | 1-y | #AST262 |  | CRPP | CRPP | PR1 | 1 | MA16-HAILAR 2 | Main Accommodation 16 (Hailar 2) | GR | Ground | MA16-215 | Cell 15 | HYD | Hydraulics | 1 | CRPP-1-MA16-G-HYD-16 | 013299 | Enware water supply management system | 7.0 | Hydraulic Services | 28.0 | Thermostatic Mixing Valves | Enware |  |  | Benton's Plumbing Supplies | 1 |  |  |  |  | N | No | 2023-04-01 | 2022-09-05 | CDC Plumbing & Drainage | Kira Jackson
Enware Water Supply Management System: Thermostatic Mixing Valves | 1-y | #AST263 |  | CRPP | CRPP | PR1 | 1 | MA16-HAILAR 2 | Main Accommodation 16 (Hailar 2) | GR | Ground | MA16-216 | Cell 16 | HYD | Hydraulics | 1 | CRPP-1-MA16-G-HYD-17 | 013300 | Enware water supply management system | 7.0 | Hydraulic Services | 28.0 | Thermostatic Mixing Valves | Enware |  |  | Benton's Plumbing Supplies | 1 |  |  |  |  | N | No | 2023-04-01 | 2022-09-05 | CDC Plumbing & Drainage | Kira Jackson
Enware Water Supply Management System: Thermostatic Mixing Valves | 1-y | #AST264 |  | CRPP | CRPP | PR1 | 1 | MA16-HAILAR 2 | Main Accommodation 16 (Hailar 2) | GR | Ground | MA16-217 | Double Cell 17 | HYD | Hydraulics | 1 | CRPP-1-MA16-G-HYD-18 | 013301 | Enware water supply management system | 7.0 | Hydraulic Services | 28.0 | Thermostatic Mixing Valves | Enware |  |  | Benton's Plumbing Supplies | 1 |  |  |  |  | N | No | 2023-04-01 | 2022-09-05 | CDC Plumbing & Drainage | Kira Jackson
Enware Water Supply Management System: Thermostatic Mixing Valves | 1-y | #AST265 |  | CRPP | CRPP | PR1 | 1 | MA16-HAILAR 2 | Main Accommodation 16 (Hailar 2) | GR | Ground | MA16-218 | Cell 18 (Acc) | HYD | Hydraulics | 1 | CRPP-1-MA16-G-HYD-19 | 013302 | Enware water supply management system | 7.0 | Hydraulic Services | 28.0 | Thermostatic Mixing Valves | Enware |  |  | Benton's Plumbing Supplies | 1 |  |  |  |  | N | No | 2023-04-01 | 2022-09-05 | CDC Plumbing & Drainage | Kira Jackson
Enware Water Supply Management System: Thermostatic Mixing Valves | 1-y | #AST266 |  | CRPP | CRPP | PR1 | 1 | MA16-HAILAR 2 | Main Accommodation 16 (Hailar 2) | L1 | Level 01 | MA16-219 | Cell 19 | HYD | Hydraulics | 1 | CRPP-1-MA16-L1-HYD-05 | 013303 | Enware water supply management system | 7.0 | Hydraulic Services | 28.0 | Thermostatic Mixing Valves | Enware |  |  | Benton's Plumbing Supplies | 1 |  |  |  |  | N | No | 2023-04-01 | 2022-09-05 | CDC Plumbing & Drainage | Kira Jackson
Enware Water Supply Management System: Thermostatic Mixing Valves | 1-y | #AST267 |  | CRPP | CRPP | PR1 | 1 | MA16-HAILAR 2 | Main Accommodation 16 (Hailar 2) | L1 | Level 01 | MA16-220 | Cell 20 | HYD | Hydraulics | 1 | CRPP-1-MA16-L1-HYD-06 | 013304 | Enware water supply management system | 7.0 | Hydraulic Services | 28.0 | Thermostatic Mixing Valves | Enware |  |  | Benton's Plumbing Supplies | 1 |  |  |  |  | N | No | 2023-04-01 | 2022-09-05 | CDC Plumbing & Drainage | Kira Jackson
Enware Water Supply Management System: Thermostatic Mixing Valves | 1-y | #AST268 |  | CRPP | CRPP | PR1 | 1 | MA16-HAILAR 2 | Main Accommodation 16 (Hailar 2) | L1 | Level 01 | MA16-221 | Cell 21 | HYD | Hydraulics | 1 | CRPP-1-MA16-L1-HYD-07 | 013305 | Enware water supply management system | 7.0 | Hydraulic Services | 28.0 | Thermostatic Mixing Valves | Enware |  |  | Benton's Plumbing Supplies | 1 |  |  |  |  | N | No | 2023-04-01 | 2022-09-05 | CDC Plumbing & Drainage | Kira Jackson
Enware Water Supply Management System: Thermostatic Mixing Valves | 1-y | #AST269 |  | CRPP | CRPP | PR1 | 1 | MA16-HAILAR 2 | Main Accommodation 16 (Hailar 2) | L1 | Level 01 | MA16-222 | Cell 22 | HYD | Hydraulics | 1 | CRPP-1-MA16-L1-HYD-08 | 013306 | Enware water supply management system | 7.0 | Hydraulic Services | 28.0 | Thermostatic Mixing Valves | Enware |  |  | Benton's Plumbing Supplies | 1 |  |  |  |  | N | No | 2023-04-01 | 2022-09-05 | CDC Plumbing & Drainage | Kira Jackson
Enware Water Supply Management System: Thermostatic Mixing Valves | 1-y | #AST270 |  | CRPP | CRPP | PR1 | 1 | MA16-HAILAR 2 | Main Accommodation 16 (Hailar 2) | L1 | Level 01 | MA16-223 | Cell 23 | HYD | Hydraulics | 1 | CRPP-1-MA16-L1-HYD-09 | 013307 | Enware water supply management system | 7.0 | Hydraulic Services | 28.0 | Thermostatic Mixing Valves | Enware |  |  | Benton's Plumbing Supplies | 1 |  |  |  |  | N | No | 2023-04-01 | 2022-09-05 | CDC Plumbing & Drainage | Kira Jackson
Enware Water Supply Management System: Thermostatic Mixing Valves | 1-y | #AST271 |  | CRPP | CRPP | PR1 | 1 | MA16-HAILAR 2 | Main Accommodation 16 (Hailar 2) | L1 | Level 01 | MA16-224 | Cell 24 | HYD | Hydraulics | 1 | CRPP-1-MA16-L1-HYD-10 | 013308 | Enware water supply management system | 7.0 | Hydraulic Services | 28.0 | Thermostatic Mixing Valves | Enware |  |  | Benton's Plumbing Supplies | 1 |  |  |  |  | N | No | 2023-04-01 | 2022-09-05 | CDC Plumbing & Drainage | Kira Jackson
Enware Water Supply Management System: Thermostatic Mixing Valves | 1-y | #AST272 |  | CRPP | CRPP | PR1 | 1 | MA16-HAILAR 2 | Main Accommodation 16 (Hailar 2) | L1 | Level 01 | MA16-225 | Cell 25 | HYD | Hydraulics | 1 | CRPP-1-MA16-L1-HYD-11 | 013309 | Enware water supply management system | 7.0 | Hydraulic Services | 28.0 | Thermostatic Mixing Valves | Enware |  |  | Benton's Plumbing Supplies | 1 |  |  |  |  | N | No | 2023-04-01 | 2022-09-05 | CDC Plumbing & Drainage | Kira Jackson
Enware Water Supply Management System: Thermostatic Mixing Valves | 1-y | #AST273 |  | CRPP | CRPP | PR1 | 1 | MA16-HAILAR 2 | Main Accommodation 16 (Hailar 2) | L1 | Level 01 | MA16-226 | Cell 26 | HYD | Hydraulics | 1 | CRPP-1-MA16-L1-HYD-12 | 013310 | Enware water supply management system | 7.0 | Hydraulic Services | 28.0 | Thermostatic Mixing Valves | Enware |  |  | Benton's Plumbing Supplies | 1 |  |  |  |  | N | No | 2023-04-01 | 2022-09-05 | CDC Plumbing & Drainage | Kira Jackson
Enware Water Supply Management System: Thermostatic Mixing Valves | 1-y | #AST274 |  | CRPP | CRPP | PR1 | 1 | MA16-HAILAR 2 | Main Accommodation 16 (Hailar 2) | L1 | Level 01 | MA16-227 | Cell 27 | HYD | Hydraulics | 1 | CRPP-1-MA16-L1-HYD-13 | 013311 | Enware water supply management system | 7.0 | Hydraulic Services | 28.0 | Thermostatic Mixing Valves | Enware |  |  | Benton's Plumbing Supplies | 1 |  |  |  |  | N | No | 2023-04-01 | 2022-09-05 | CDC Plumbing & Drainage | Kira Jackson
Enware Water Supply Management System: Thermostatic Mixing Valves | 1-y | #AST275 |  | CRPP | CRPP | PR1 | 1 | MA16-HAILAR 2 | Main Accommodation 16 (Hailar 2) | L1 | Level 01 | MA16-228 | Cell 28 | HYD | Hydraulics | 1 | CRPP-1-MA16-L1-HYD-14 | 013312 | Enware water supply management system | 7.0 | Hydraulic Services | 28.0 | Thermostatic Mixing Valves | Enware |  |  | Benton's Plumbing Supplies | 1 |  |  |  |  | N | No | 2023-04-01 | 2022-09-05 | CDC Plumbing & Drainage | Kira Jackson
Enware Water Supply Management System: Thermostatic Mixing Valves | 1-y | #AST276 |  | CRPP | CRPP | PR1 | 1 | MA16-HAILAR 2 | Main Accommodation 16 (Hailar 2) | L1 | Level 01 | MA16-229 | Cell 29 | HYD | Hydraulics | 1 | CRPP-1-MA16-L1-HYD-15 | 013313 | Enware water supply management system | 7.0 | Hydraulic Services | 28.0 | Thermostatic Mixing Valves | Enware |  |  | Benton's Plumbing Supplies | 1 |  |  |  |  | N | No | 2023-04-01 | 2022-09-05 | CDC Plumbing & Drainage | Kira Jackson
Enware Water Supply Management System: Thermostatic Mixing Valves | 1-y | #AST277 |  | CRPP | CRPP | PR1 | 1 | MA16-HAILAR 2 | Main Accommodation 16 (Hailar 2) | L1 | Level 01 | MA16-230 | Cell 30 | HYD | Hydraulics | 1 | CRPP-1-MA16-L1-HYD-16 | 013314 | Enware water supply management system | 7.0 | Hydraulic Services | 28.0 | Thermostatic Mixing Valves | Enware |  |  | Benton's Plumbing Supplies | 1 |  |  |  |  | N | No | 2023-04-01 | 2022-09-05 | CDC Plumbing & Drainage | Kira Jackson
Enware Water Supply Management System: Thermostatic Mixing Valves | 1-y | #AST278 |  | CRPP | CRPP | PR1 | 1 | MA16-HAILAR 2 | Main Accommodation 16 (Hailar 2) | L1 | Level 01 | MA16-231 | Cell 31 | HYD | Hydraulics | 1 | CRPP-1-MA16-L1-HYD-17 | 013315 | Enware water supply management system | 7.0 | Hydraulic Services | 28.0 | Thermostatic Mixing Valves | Enware |  |  | Benton's Plumbing Supplies | 1 |  |  |  |  | N | No | 2023-04-01 | 2022-09-05 | CDC Plumbing & Drainage | Kira Jackson
Enware Water Supply Management System: Thermostatic Mixing Valves | 1-y | #AST279 |  | CRPP | CRPP | PR1 | 1 | MA16-HAILAR 2 | Main Accommodation 16 (Hailar 2) | L1 | Level 01 | MA16-232 | Cell 32 | HYD | Hydraulics | 1 | CRPP-1-MA16-L1-HYD-18 | 013316 | Enware water supply management system | 7.0 | Hydraulic Services | 28.0 | Thermostatic Mixing Valves | Enware |  |  | Benton's Plumbing Supplies | 1 |  |  |  |  | N | No | 2023-04-01 | 2022-09-05 | CDC Plumbing & Drainage | Kira Jackson
Enware Water Supply Management System: Thermostatic Mixing Valves | 1-y | #AST280 |  | CRPP | CRPP | PR1 | 1 | MA16-HAILAR 2 | Main Accommodation 16 (Hailar 2) | L1 | Level 01 | MA16-233 | Cell 33 | HYD | Hydraulics | 1 | CRPP-1-MA16-L1-HYD-19 | 013317 | Enware water supply management system | 7.0 | Hydraulic Services | 28.0 | Thermostatic Mixing Valves | Enware |  |  | Benton's Plumbing Supplies | 1 |  |  |  |  | N | No | 2023-04-01 | 2022-09-05 | CDC Plumbing & Drainage | Kira Jackson
Enware Water Supply Management System: Thermostatic Mixing Valves | 1-y | #AST281 |  | CRPP | CRPP | PR1 | 1 | MA16-HAILAR 2 | Main Accommodation 16 (Hailar 2) | L1 | Level 01 | MA16-234 | Cell 34 | HYD | Hydraulics | 1 | CRPP-1-MA16-L1-HYD-20 | 013318 | Enware water supply management system | 7.0 | Hydraulic Services | 28.0 | Thermostatic Mixing Valves | Enware |  |  | Benton's Plumbing Supplies | 1 |  |  |  |  | N | No | 2023-04-01 | 2022-09-05 | CDC Plumbing & Drainage | Kira Jackson
Enware Water Supply Management System: Thermostatic Mixing Valves | 1-y | #AST282 |  | CRPP | CRPP | PR1 | 1 | MA16-HAILAR 2 | Main Accommodation 16 (Hailar 2) | L1 | Level 01 | MA16-235 | Double Cell 35 | HYD | Hydraulics | 1 | CRPP-1-MA16-L1-HYD-21 | 013319 | Enware water supply management system | 7.0 | Hydraulic Services | 28.0 | Thermostatic Mixing Valves | Enware |  |  | Benton's Plumbing Supplies | 1 |  |  |  |  | N | No | 2023-04-01 | 2022-09-05 | CDC Plumbing & Drainage | Kira Jackson
Enware Water Supply Management System: Thermostatic Mixing Valves | 1-y | #AST283 |  | CRPP | CRPP | PR1 | 1 | MA16-HAILAR 2 | Main Accommodation 16 (Hailar 2) | L1 | Level 01 | MA16-236 | Double Cell 36 | HYD | Hydraulics | 1 | CRPP-1-MA16-L1-HYD-22 | 013320 | Enware water supply management system | 7.0 | Hydraulic Services | 28.0 | Thermostatic Mixing Valves | Enware |  |  | Benton's Plumbing Supplies | 1 |  |  |  |  | N | No | 2023-04-01 | 2022-09-05 | CDC Plumbing & Drainage | Kira Jackson
Enware Water Supply Management System: Thermostatic Mixing Valves | 1-y | #AST284 |  | CRPP | CRPP | PR1 | 1 | MA16-HAILAR 2 | Main Accommodation 16 (Hailar 2) | GR | Ground | MA16-237 | Cell 37 (Acc) | HYD | Hydraulics | 1 | CRPP-1-MA16-G-HYD-20 | 013328 | Enware water supply management system | 7.0 | Hydraulic Services | 28.0 | Thermostatic Mixing Valves | Enware |  |  | Benton's Plumbing Supplies | 1 |  |  |  |  | N | No | 2023-04-01 | 2022-09-05 | CDC Plumbing & Drainage | Kira Jackson
Enware Water Supply Management System: Thermostatic Mixing Valves | 1-y | #AST285 |  | CRPP | CRPP | PR1 | 1 | MA16-HAILAR 2 | Main Accommodation 16 (Hailar 2) | GR | Ground | MA16-238 | Double Cell 38 | HYD | Hydraulics | 1 | CRPP-1-MA16-G-HYD-21 | 013329 | Enware water supply management system | 7.0 | Hydraulic Services | 28.0 | Thermostatic Mixing Valves | Enware |  |  | Benton's Plumbing Supplies | 1 |  |  |  |  | N | No | 2023-04-01 | 2022-09-05 | CDC Plumbing & Drainage | Kira Jackson
Enware Water Supply Management System: Thermostatic Mixing Valves | 1-y | #AST286 |  | CRPP | CRPP | PR1 | 1 | MA16-HAILAR 2 | Main Accommodation 16 (Hailar 2) | GR | Ground | MA16-239 | Cell 39 | HYD | Hydraulics | 1 | CRPP-1-MA16-G-HYD-22 | 013330 | Enware water supply management system | 7.0 | Hydraulic Services | 28.0 | Thermostatic Mixing Valves | Enware |  |  | Benton's Plumbing Supplies | 1 |  |  |  |  | N | No | 2023-04-01 | 2022-09-05 | CDC Plumbing & Drainage | Kira Jackson
Enware Water Supply Management System: Thermostatic Mixing Valves | 1-y | #AST287 |  | CRPP | CRPP | PR1 | 1 | MA16-HAILAR 2 | Main Accommodation 16 (Hailar 2) | GR | Ground | MA16-240 | Cell 40 | HYD | Hydraulics | 1 | CRPP-1-MA16-G-HYD-23 | 013331 | Enware water supply management system | 7.0 | Hydraulic Services | 28.0 | Thermostatic Mixing Valves | Enware |  |  | Benton's Plumbing Supplies | 1 |  |  |  |  | N | No | 2023-04-01 | 2022-09-05 | CDC Plumbing & Drainage | Kira Jackson
Enware Water Supply Management System: Thermostatic Mixing Valves | 1-y | #AST288 |  | CRPP | CRPP | PR1 | 1 | MA16-HAILAR 2 | Main Accommodation 16 (Hailar 2) | GR | Ground | MA16-241 | Cell 41 | HYD | Hydraulics | 1 | CRPP-1-MA16-G-HYD-24 | 013332 | Enware water supply management system | 7.0 | Hydraulic Services | 28.0 | Thermostatic Mixing Valves | Enware |  |  | Benton's Plumbing Supplies | 1 |  |  |  |  | N | No | 2023-04-01 | 2022-09-05 | CDC Plumbing & Drainage | Kira Jackson
Enware Water Supply Management System: Thermostatic Mixing Valves | 1-y | #AST289 |  | CRPP | CRPP | PR1 | 1 | MA16-HAILAR 2 | Main Accommodation 16 (Hailar 2) | GR | Ground | MA16-242 | Cell 42 | HYD | Hydraulics | 1 | CRPP-1-MA16-G-HYD-25 | 013333 | Enware water supply management system | 7.0 | Hydraulic Services | 28.0 | Thermostatic Mixing Valves | Enware |  |  | Benton's Plumbing Supplies | 1 |  |  |  |  | N | No | 2023-04-01 | 2022-09-05 | CDC Plumbing & Drainage | Kira Jackson
Enware Water Supply Management System: Thermostatic Mixing Valves | 1-y | #AST290 |  | CRPP | CRPP | PR1 | 1 | MA16-HAILAR 2 | Main Accommodation 16 (Hailar 2) | GR | Ground | MA16-243 | Cell 43 | HYD | Hydraulics | 1 | CRPP-1-MA16-G-HYD-26 | 013334 | Enware water supply management system | 7.0 | Hydraulic Services | 28.0 | Thermostatic Mixing Valves | Enware |  |  | Benton's Plumbing Supplies | 1 |  |  |  |  | N | No | 2023-04-01 | 2022-09-05 | CDC Plumbing & Drainage | Kira Jackson
Enware Water Supply Management System: Thermostatic Mixing Valves | 1-y | #AST291 |  | CRPP | CRPP | PR1 | 1 | MA16-HAILAR 2 | Main Accommodation 16 (Hailar 2) | GR | Ground | MA16-244 | Cell 44 | HYD | Hydraulics | 1 | CRPP-1-MA16-G-HYD-27 | 013335 | Enware water supply management system | 7.0 | Hydraulic Services | 28.0 | Thermostatic Mixing Valves | Enware |  |  | Benton's Plumbing Supplies | 1 |  |  |  |  | N | No | 2023-04-01 | 2022-09-05 | CDC Plumbing & Drainage | Kira Jackson
Enware Water Supply Management System: Thermostatic Mixing Valves | 1-y | #AST292 |  | CRPP | CRPP | PR1 | 1 | MA16-HAILAR 2 | Main Accommodation 16 (Hailar 2) | GR | Ground | MA16-245 | Cell 45 | HYD | Hydraulics | 1 | CRPP-1-MA16-G-HYD-28 | 013336 | Enware water supply management system | 7.0 | Hydraulic Services | 28.0 | Thermostatic Mixing Valves | Enware |  |  | Benton's Plumbing Supplies | 1 |  |  |  |  | N | No | 2023-04-01 | 2022-09-05 | CDC Plumbing & Drainage | Kira Jackson
Enware Water Supply Management System: Thermostatic Mixing Valves | 1-y | #AST293 |  | CRPP | CRPP | PR1 | 1 | MA16-HAILAR 2 | Main Accommodation 16 (Hailar 2) | GR | Ground | MA16-246 | Cell 46 | HYD | Hydraulics | 1 | CRPP-1-MA16-G-HYD-29 | 013337 | Enware water supply management system | 7.0 | Hydraulic Services | 28.0 | Thermostatic Mixing Valves | Enware |  |  | Benton's Plumbing Supplies | 1 |  |  |  |  | N | No | 2023-04-01 | 2022-09-05 | CDC Plumbing & Drainage | Kira Jackson
Enware Water Supply Management System: Thermostatic Mixing Valves | 1-y | #AST294 |  | CRPP | CRPP | PR1 | 1 | MA16-HAILAR 2 | Main Accommodation 16 (Hailar 2) | GR | Ground | MA16-247 | Cell 47 | HYD | Hydraulics | 1 | CRPP-1-MA16-G-HYD-30 | 013338 | Enware water supply management system | 7.0 | Hydraulic Services | 28.0 | Thermostatic Mixing Valves | Enware |  |  | Benton's Plumbing Supplies | 1 |  |  |  |  | N | No | 2023-04-01 | 2022-09-05 | CDC Plumbing & Drainage | Kira Jackson
Enware Water Supply Management System: Thermostatic Mixing Valves | 1-y | #AST295 |  | CRPP | CRPP | PR1 | 1 | MA16-HAILAR 2 | Main Accommodation 16 (Hailar 2) | GR | Ground | MA16-248 | Cell 48 | HYD | Hydraulics | 1 | CRPP-1-MA16-G-HYD-31 | 013339 | Enware water supply management system | 7.0 | Hydraulic Services | 28.0 | Thermostatic Mixing Valves | Enware |  |  | Benton's Plumbing Supplies | 1 |  |  |  |  | N | No | 2023-04-01 | 2022-09-05 | CDC Plumbing & Drainage | Kira Jackson
Enware Water Supply Management System: Thermostatic Mixing Valves | 1-y | #AST296 |  | CRPP | CRPP | PR1 | 1 | MA16-HAILAR 2 | Main Accommodation 16 (Hailar 2) | GR | Ground | MA16-249 | Cell 49 | HYD | Hydraulics | 1 | CRPP-1-MA16-G-HYD-32 | 013340 | Enware water supply management system | 7.0 | Hydraulic Services | 28.0 | Thermostatic Mixing Valves | Enware |  |  | Benton's Plumbing Supplies | 1 |  |  |  |  | N | No | 2023-04-01 | 2022-09-05 | CDC Plumbing & Drainage | Kira Jackson
Enware Water Supply Management System: Thermostatic Mixing Valves | 1-y | #AST297 |  | CRPP | CRPP | PR1 | 1 | MA16-HAILAR 2 | Main Accommodation 16 (Hailar 2) | GR | Ground | MA16-250 | Cell 50 | HYD | Hydraulics | 1 | CRPP-1-MA16-G-HYD-33 | 013341 | Enware water supply management system | 7.0 | Hydraulic Services | 28.0 | Thermostatic Mixing Valves | Enware |  |  | Benton's Plumbing Supplies | 1 |  |  |  |  | N | No | 2023-04-01 | 2022-09-05 | CDC Plumbing & Drainage | Kira Jackson
Enware Water Supply Management System: Thermostatic Mixing Valves | 1-y | #AST298 |  | CRPP | CRPP | PR1 | 1 | MA16-HAILAR 2 | Main Accommodation 16 (Hailar 2) | GR | Ground | MA16-251 | Cell 51 | HYD | Hydraulics | 1 | CRPP-1-MA16-G-HYD-34 | 013342 | Enware water supply management system | 7.0 | Hydraulic Services | 28.0 | Thermostatic Mixing Valves | Enware |  |  | Benton's Plumbing Supplies | 1 |  |  |  |  | N | No | 2023-04-01 | 2022-09-05 | CDC Plumbing & Drainage | Kira Jackson
Enware Water Supply Management System: Thermostatic Mixing Valves | 1-y | #AST299 |  | CRPP | CRPP | PR1 | 1 | MA16-HAILAR 2 | Main Accommodation 16 (Hailar 2) | GR | Ground | MA16-252 | Cell 52 | HYD | Hydraulics | 1 | CRPP-1-MA16-G-HYD-35 | 013343 | Enware water supply management system | 7.0 | Hydraulic Services | 28.0 | Thermostatic Mixing Valves | Enware |  |  | Benton's Plumbing Supplies | 1 |  |  |  |  | N | No | 2023-04-01 | 2022-09-05 | CDC Plumbing & Drainage | Kira Jackson
Enware Water Supply Management System: Thermostatic Mixing Valves | 1-y | #AST300 |  | CRPP | CRPP | PR1 | 1 | MA16-HAILAR 2 | Main Accommodation 16 (Hailar 2) | GR | Ground | MA16-253 | Cell 53 | HYD | Hydraulics | 1 | CRPP-1-MA16-G-HYD-36 | 013344 | Enware water supply management system | 7.0 | Hydraulic Services | 28.0 | Thermostatic Mixing Valves | Enware |  |  | Benton's Plumbing Supplies | 1 |  |  |  |  | N | No | 2023-04-01 | 2022-09-05 | CDC Plumbing & Drainage | Kira Jackson
Enware Water Supply Management System: Thermostatic Mixing Valves | 1-y | #AST301 |  | CRPP | CRPP | PR1 | 1 | MA16-HAILAR 2 | Main Accommodation 16 (Hailar 2) | GR | Ground | MA16-254 | Cell 54 | HYD | Hydraulics | 1 | CRPP-1-MA16-G-HYD-37 | 013345 | Enware water supply management system | 7.0 | Hydraulic Services | 28.0 | Thermostatic Mixing Valves | Enware |  |  | Benton's Plumbing Supplies | 1 |  |  |  |  | N | No | 2023-04-01 | 2022-09-05 | CDC Plumbing & Drainage | Kira Jackson
Enware Water Supply Management System: Thermostatic Mixing Valves | 1-y | #AST302 |  | CRPP | CRPP | PR1 | 1 | MA16-HAILAR 2 | Main Accommodation 16 (Hailar 2) | L1 | Level 01 | MA16-255 | Double Cell 55 | HYD | Hydraulics | 1 | CRPP-1-MA16-L1-HYD-23 | 013348 | Enware water supply management system | 7.0 | Hydraulic Services | 28.0 | Thermostatic Mixing Valves | Enware |  |  | Benton's Plumbing Supplies | 1 |  |  |  |  | N | No | 2023-04-01 | 2022-09-05 | CDC Plumbing & Drainage | Kira Jackson
Enware Water Supply Management System: Thermostatic Mixing Valves | 1-y | #AST303 |  | CRPP | CRPP | PR1 | 1 | MA16-HAILAR 2 | Main Accommodation 16 (Hailar 2) | L1 | Level 01 | MA16-256 | Double Cell 56 | HYD | Hydraulics | 1 | CRPP-1-MA16-L1-HYD-24 | 013349 | Enware water supply management system | 7.0 | Hydraulic Services | 28.0 | Thermostatic Mixing Valves | Enware |  |  | Benton's Plumbing Supplies | 1 |  |  |  |  | N | No | 2023-04-01 | 2022-09-05 | CDC Plumbing & Drainage | Kira Jackson
Enware Water Supply Management System: Thermostatic Mixing Valves | 1-y | #AST304 |  | CRPP | CRPP | PR1 | 1 | MA16-HAILAR 2 | Main Accommodation 16 (Hailar 2) | L1 | Level 01 | MA16-257 | Cell 57 | HYD | Hydraulics | 1 | CRPP-1-MA16-L1-HYD-25 | 013350 | Enware water supply management system | 7.0 | Hydraulic Services | 28.0 | Thermostatic Mixing Valves | Enware |  |  | Benton's Plumbing Supplies | 1 |  |  |  |  | N | No | 2023-04-01 | 2022-09-05 | CDC Plumbing & Drainage | Kira Jackson
Enware Water Supply Management System: Thermostatic Mixing Valves | 1-y | #AST305 |  | CRPP | CRPP | PR1 | 1 | MA16-HAILAR 2 | Main Accommodation 16 (Hailar 2) | L1 | Level 01 | MA16-258 | Cell 58 | HYD | Hydraulics | 1 | CRPP-1-MA16-L1-HYD-26 | 013351 | Enware water supply management system | 7.0 | Hydraulic Services | 28.0 | Thermostatic Mixing Valves | Enware |  |  | Benton's Plumbing Supplies | 1 |  |  |  |  | N | No | 2023-04-01 | 2022-09-05 | CDC Plumbing & Drainage | Kira Jackson
Enware Water Supply Management System: Thermostatic Mixing Valves | 1-y | #AST306 |  | CRPP | CRPP | PR1 | 1 | MA16-HAILAR 2 | Main Accommodation 16 (Hailar 2) | L1 | Level 01 | MA16-259 | Cell 59 | HYD | Hydraulics | 1 | CRPP-1-MA16-L1-HYD-27 | 013352 | Enware water supply management system | 7.0 | Hydraulic Services | 28.0 | Thermostatic Mixing Valves | Enware |  |  | Benton's Plumbing Supplies | 1 |  |  |  |  | N | No | 2023-04-01 | 2022-09-05 | CDC Plumbing & Drainage | Kira Jackson
Enware Water Supply Management System: Thermostatic Mixing Valves | 1-y | #AST307 |  | CRPP | CRPP | PR1 | 1 | MA16-HAILAR 2 | Main Accommodation 16 (Hailar 2) | L1 | Level 01 | MA16-260 | Cell 60 | HYD | Hydraulics | 1 | CRPP-1-MA16-L1-HYD-28 | 013353 | Enware water supply management system | 7.0 | Hydraulic Services | 28.0 | Thermostatic Mixing Valves | Enware |  |  | Benton's Plumbing Supplies | 1 |  |  |  |  | N | No | 2023-04-01 | 2022-09-05 | CDC Plumbing & Drainage | Kira Jackson
Enware Water Supply Management System: Thermostatic Mixing Valves | 1-y | #AST308 |  | CRPP | CRPP | PR1 | 1 | MA16-HAILAR 2 | Main Accommodation 16 (Hailar 2) | L1 | Level 01 | MA16-261 | Cell 61 | HYD | Hydraulics | 1 | CRPP-1-MA16-L1-HYD-29 | 013354 | Enware water supply management system | 7.0 | Hydraulic Services | 28.0 | Thermostatic Mixing Valves | Enware |  |  | Benton's Plumbing Supplies | 1 |  |  |  |  | N | No | 2023-04-01 | 2022-09-05 | CDC Plumbing & Drainage | Kira Jackson
Enware Water Supply Management System: Thermostatic Mixing Valves | 1-y | #AST309 |  | CRPP | CRPP | PR1 | 1 | MA16-HAILAR 2 | Main Accommodation 16 (Hailar 2) | L1 | Level 01 | MA16-262 | Cell 62 | HYD | Hydraulics | 1 | CRPP-1-MA16-L1-HYD-30 | 013355 | Enware water supply management system | 7.0 | Hydraulic Services | 28.0 | Thermostatic Mixing Valves | Enware |  |  | Benton's Plumbing Supplies | 1 |  |  |  |  | N | No | 2023-04-01 | 2022-09-05 | CDC Plumbing & Drainage | Kira Jackson
Enware Water Supply Management System: Thermostatic Mixing Valves | 1-y | #AST310 |  | CRPP | CRPP | PR1 | 1 | MA16-HAILAR 2 | Main Accommodation 16 (Hailar 2) | L1 | Level 01 | MA16-263 | Cell 63 | HYD | Hydraulics | 1 | CRPP-1-MA16-L1-HYD-31 | 013356 | Enware water supply management system | 7.0 | Hydraulic Services | 28.0 | Thermostatic Mixing Valves | Enware |  |  | Benton's Plumbing Supplies | 1 |  |  |  |  | N | No | 2023-04-01 | 2022-09-05 | CDC Plumbing & Drainage | Kira Jackson
Enware Water Supply Management System: Thermostatic Mixing Valves | 1-y | #AST311 |  | CRPP | CRPP | PR1 | 1 | MA16-HAILAR 2 | Main Accommodation 16 (Hailar 2) | L1 | Level 01 | MA16-264 | Cell 64 | HYD | Hydraulics | 1 | CRPP-1-MA16-L1-HYD-32 | 013357 | Enware water supply management system | 7.0 | Hydraulic Services | 28.0 | Thermostatic Mixing Valves | Enware |  |  | Benton's Plumbing Supplies | 1 |  |  |  |  | N | No | 2023-04-01 | 2022-09-05 | CDC Plumbing & Drainage | Kira Jackson
Enware Water Supply Management System: Thermostatic Mixing Valves | 1-y | #AST312 |  | CRPP | CRPP | PR1 | 1 | MA16-HAILAR 2 | Main Accommodation 16 (Hailar 2) | L1 | Level 01 | MA16-265 | Cell 65 | HYD | Hydraulics | 1 | CRPP-1-MA16-L1-HYD-33 | 013358 | Enware water supply management system | 7.0 | Hydraulic Services | 28.0 | Thermostatic Mixing Valves | Enware |  |  | Benton's Plumbing Supplies | 1 |  |  |  |  | N | No | 2023-04-01 | 2022-09-05 | CDC Plumbing & Drainage | Kira Jackson
Enware Water Supply Management System: Thermostatic Mixing Valves | 1-y | #AST313 |  | CRPP | CRPP | PR1 | 1 | MA16-HAILAR 2 | Main Accommodation 16 (Hailar 2) | L1 | Level 01 | MA16-266 | Cell 66 | HYD | Hydraulics | 1 | CRPP-1-MA16-L1-HYD-34 | 013359 | Enware water supply management system | 7.0 | Hydraulic Services | 28.0 | Thermostatic Mixing Valves | Enware |  |  | Benton's Plumbing Supplies | 1 |  |  |  |  | N | No | 2023-04-01 | 2022-09-05 | CDC Plumbing & Drainage | Kira Jackson
Enware Water Supply Management System: Thermostatic Mixing Valves | 1-y | #AST314 |  | CRPP | CRPP | PR1 | 1 | MA16-HAILAR 2 | Main Accommodation 16 (Hailar 2) | L1 | Level 01 | MA16-267 | Cell 67 | HYD | Hydraulics | 1 | CRPP-1-MA16-L1-HYD-35 | 013360 | Enware water supply management system | 7.0 | Hydraulic Services | 28.0 | Thermostatic Mixing Valves | Enware |  |  | Benton's Plumbing Supplies | 1 |  |  |  |  | N | No | 2023-04-01 | 2022-09-05 | CDC Plumbing & Drainage | Kira Jackson
Enware Water Supply Management System: Thermostatic Mixing Valves | 1-y | #AST315 |  | CRPP | CRPP | PR1 | 1 | MA16-HAILAR 2 | Main Accommodation 16 (Hailar 2) | L1 | Level 01 | MA16-268 | Cell 68 | HYD | Hydraulics | 1 | CRPP-1-MA16-L1-HYD-36 | 013361 | Enware water supply management system | 7.0 | Hydraulic Services | 28.0 | Thermostatic Mixing Valves | Enware |  |  | Benton's Plumbing Supplies | 1 |  |  |  |  | N | No | 2023-04-01 | 2022-09-05 | CDC Plumbing & Drainage | Kira Jackson
Enware Water Supply Management System: Thermostatic Mixing Valves | 1-y | #AST316 |  | CRPP | CRPP | PR1 | 1 | MA16-HAILAR 2 | Main Accommodation 16 (Hailar 2) | L1 | Level 01 | MA16-269 | Cell 69 | HYD | Hydraulics | 1 | CRPP-1-MA16-L1-HYD-37 | 013362 | Enware water supply management system | 7.0 | Hydraulic Services | 28.0 | Thermostatic Mixing Valves | Enware |  |  | Benton's Plumbing Supplies | 1 |  |  |  |  | N | No | 2023-04-01 | 2022-09-05 | CDC Plumbing & Drainage | Kira Jackson
Enware Water Supply Management System: Thermostatic Mixing Valves | 1-y | #AST317 |  | CRPP | CRPP | PR1 | 1 | MA16-HAILAR 2 | Main Accommodation 16 (Hailar 2) | L1 | Level 01 | MA16-270 | Cell 70 | HYD | Hydraulics | 1 | CRPP-1-MA16-L1-HYD-38 | 013363 | Enware water supply management system | 7.0 | Hydraulic Services | 28.0 | Thermostatic Mixing Valves | Enware |  |  | Benton's Plumbing Supplies | 1 |  |  |  |  | N | No | 2023-04-01 | 2022-09-05 | CDC Plumbing & Drainage | Kira Jackson
Enware Water Supply Management System: Thermostatic Mixing Valves | 1-y | #AST318 |  | CRPP | CRPP | PR1 | 1 | MA16-HAILAR 2 | Main Accommodation 16 (Hailar 2) | L1 | Level 01 | MA16-271 | Cell 71 | HYD | Hydraulics | 1 | CRPP-1-MA16-L1-HYD-39 | 013364 | Enware water supply management system | 7.0 | Hydraulic Services | 28.0 | Thermostatic Mixing Valves | Enware |  |  | Benton's Plumbing Supplies | 1 |  |  |  |  | N | No | 2023-04-01 | 2022-09-05 | CDC Plumbing & Drainage | Kira Jackson
Enware Water Supply Management System: Thermostatic Mixing Valves | 1-y | #AST319 |  | CRPP | CRPP | PR1 | 1 | MA16-HAILAR 2 | Main Accommodation 16 (Hailar 2) | L1 | Level 01 | MA16-272 | Cell 72 | HYD | Hydraulics | 1 | CRPP-1-MA16-L1-HYD-40 | 013365 | Enware water supply management system | 7.0 | Hydraulic Services | 28.0 | Thermostatic Mixing Valves | Enware |  |  | Benton's Plumbing Supplies | 1 |  |  |  |  | N | No | 2023-04-01 | 2022-09-05 | CDC Plumbing & Drainage | Kira Jackson
Enware Water Supply Management System: Thermostatic Mixing Valves | 1-y | #AST331 |  | CRPP | CRPP | PR1 | 1 | MA02-ALKARA 2 | Main Accommodation 02 (Alkara 2) | GR | Ground | MA02-201 | Cell 1 | HYD | Hydraulics | 1 | CRPP-1-MA2-G-HYD-02 | 013135 | Enware water supply management system | 7.0 | Hydraulic Services | 28.0 | Thermostatic Mixing Valves | Enware |  |  | Benton's Plumbing Supplies | 1 |  |  |  |  | N | No | 2023-04-01 | 2022-09-05 | CDC Plumbing & Drainage | Kira Jackson
Enware Water Supply Management System: Thermostatic Mixing Valves | 1-y | #AST332 |  | CRPP | CRPP | PR1 | 1 | MA02-ALKARA 2 | Main Accommodation 02 (Alkara 2) | GR | Ground | MA02-202 | Cell 2 | HYD | Hydraulics | 1 | CRPP-1-MA2-G-HYD-03 | 013136 | Enware water supply management system | 7.0 | Hydraulic Services | 28.0 | Thermostatic Mixing Valves | Enware |  |  | Benton's Plumbing Supplies | 1 |  |  |  |  | N | No | 2023-04-01 | 2022-09-05 | CDC Plumbing & Drainage | Kira Jackson
Enware Water Supply Management System: Thermostatic Mixing Valves | 1-y | #AST333 |  | CRPP | CRPP | PR1 | 1 | MA02-ALKARA 2 | Main Accommodation 02 (Alkara 2) | GR | Ground | MA02-203 | Cell 3 | HYD | Hydraulics | 1 | CRPP-1-MA2-G-HYD-04 | 013137 | Enware water supply management system | 7.0 | Hydraulic Services | 28.0 | Thermostatic Mixing Valves | Enware |  |  | Benton's Plumbing Supplies | 1 |  |  |  |  | N | No | 2023-04-01 | 2022-09-05 | CDC Plumbing & Drainage | Kira Jackson
Enware Water Supply Management System: Thermostatic Mixing Valves | 1-y | #AST334 |  | CRPP | CRPP | PR1 | 1 | MA02-ALKARA 2 | Main Accommodation 02 (Alkara 2) | GR | Ground | MA02-204 | Cell 4 | HYD | Hydraulics | 1 | CRPP-1-MA2-G-HYD-05 | 013133 | Enware water supply management system | 7.0 | Hydraulic Services | 28.0 | Thermostatic Mixing Valves | Enware |  |  | Benton's Plumbing Supplies | 1 |  |  |  |  | N | No | 2023-04-01 | 2022-09-05 | CDC Plumbing & Drainage | Kira Jackson
Enware Water Supply Management System: Thermostatic Mixing Valves | 1-y | #AST335 |  | CRPP | CRPP | PR1 | 1 | MA02-ALKARA 2 | Main Accommodation 02 (Alkara 2) | GR | Ground | MA02-205 | Cell 5 | HYD | Hydraulics | 1 | CRPP-1-MA2-G-HYD-06 | 013134 | Enware water supply management system | 7.0 | Hydraulic Services | 28.0 | Thermostatic Mixing Valves | Enware |  |  | Benton's Plumbing Supplies | 1 |  |  |  |  | N | No | 2023-04-01 | 2022-09-05 | CDC Plumbing & Drainage | Kira Jackson
Enware Water Supply Management System: Thermostatic Mixing Valves | 1-y | #AST336 |  | CRPP | CRPP | PR1 | 1 | MA02-ALKARA 2 | Main Accommodation 02 (Alkara 2) | GR | Ground | MA02-206 | Cell 6 | HYD | Hydraulics | 1 | CRPP-1-MA2-G-HYD-07 | 013201 | Enware water supply management system | 7.0 | Hydraulic Services | 28.0 | Thermostatic Mixing Valves | Enware |  |  | Benton's Plumbing Supplies | 1 |  |  |  |  | N | No | 2023-04-01 | 2022-09-05 | CDC Plumbing & Drainage | Kira Jackson
Enware Water Supply Management System: Thermostatic Mixing Valves | 1-y | #AST337 |  | CRPP | CRPP | PR1 | 1 | MA02-ALKARA 2 | Main Accommodation 02 (Alkara 2) | GR | Ground | MA02-207 | Cell 7 | HYD | Hydraulics | 1 | CRPP-1-MA2-G-HYD-08 | 013202 | Enware water supply management system | 7.0 | Hydraulic Services | 28.0 | Thermostatic Mixing Valves | Enware |  |  | Benton's Plumbing Supplies | 1 |  |  |  |  | N | No | 2023-04-01 | 2022-09-05 | CDC Plumbing & Drainage | Kira Jackson
Enware Water Supply Management System: Thermostatic Mixing Valves | 1-y | #AST338 |  | CRPP | CRPP | PR1 | 1 | MA02-ALKARA 2 | Main Accommodation 02 (Alkara 2) | GR | Ground | MA02-208 | Cell 8 | HYD | Hydraulics | 1 | CRPP-1-MA2-G-HYD-09 | 013203 | Enware water supply management system | 7.0 | Hydraulic Services | 28.0 | Thermostatic Mixing Valves | Enware |  |  | Benton's Plumbing Supplies | 1 |  |  |  |  | N | No | 2023-04-01 | 2022-09-05 | CDC Plumbing & Drainage | Kira Jackson
Enware Water Supply Management System: Thermostatic Mixing Valves | 1-y | #AST339 |  | CRPP | CRPP | PR1 | 1 | MA02-ALKARA 2 | Main Accommodation 02 (Alkara 2) | GR | Ground | MA02-209 | Cell 9 | HYD | Hydraulics | 1 | CRPP-1-MA2-G-HYD-10 | 013204 | Enware water supply management system | 7.0 | Hydraulic Services | 28.0 | Thermostatic Mixing Valves | Enware |  |  | Benton's Plumbing Supplies | 1 |  |  |  |  | N | No | 2023-04-01 | 2022-09-05 | CDC Plumbing & Drainage | Kira Jackson
Enware Water Supply Management System: Thermostatic Mixing Valves | 1-y | #AST340 |  | CRPP | CRPP | PR1 | 1 | MA02-ALKARA 2 | Main Accommodation 02 (Alkara 2) | GR | Ground | MA02-210 | Cell 10 | HYD | Hydraulics | 1 | CRPP-1-MA2-G-HYD-11 | 013205 | Enware water supply management system | 7.0 | Hydraulic Services | 28.0 | Thermostatic Mixing Valves | Enware |  |  | Benton's Plumbing Supplies | 1 |  |  |  |  | N | No | 2023-04-01 | 2022-09-05 | CDC Plumbing & Drainage | Kira Jackson
Enware Water Supply Management System: Thermostatic Mixing Valves | 1-y | #AST341 |  | CRPP | CRPP | PR1 | 1 | MA02-ALKARA 2 | Main Accommodation 02 (Alkara 2) | GR | Ground | MA02-211 | Cell 11 | HYD | Hydraulics | 1 | CRPP-1-MA2-G-HYD-12 | 013206 | Enware water supply management system | 7.0 | Hydraulic Services | 28.0 | Thermostatic Mixing Valves | Enware |  |  | Benton's Plumbing Supplies | 1 |  |  |  |  | N | No | 2023-04-01 | 2022-09-05 | CDC Plumbing & Drainage | Kira Jackson
Enware Water Supply Management System: Thermostatic Mixing Valves | 1-y | #AST342 |  | CRPP | CRPP | PR1 | 1 | MA02-ALKARA 2 | Main Accommodation 02 (Alkara 2) | GR | Ground | MA02-212 | Cell 12 | HYD | Hydraulics | 1 | CRPP-1-MA2-G-HYD-13 | 013207 | Enware water supply management system | 7.0 | Hydraulic Services | 28.0 | Thermostatic Mixing Valves | Enware |  |  | Benton's Plumbing Supplies | 1 |  |  |  |  | N | No | 2023-04-01 | 2022-09-05 | CDC Plumbing & Drainage | Kira Jackson
Enware Water Supply Management System: Thermostatic Mixing Valves | 1-y | #AST343 |  | CRPP | CRPP | PR1 | 1 | MA02-ALKARA 2 | Main Accommodation 02 (Alkara 2) | GR | Ground | MA02-213 | Cell 13 | HYD | Hydraulics | 1 | CRPP-1-MA2-G-HYD-14 | 013208 | Enware water supply management system | 7.0 | Hydraulic Services | 28.0 | Thermostatic Mixing Valves | Enware |  |  | Benton's Plumbing Supplies | 1 |  |  |  |  | N | No | 2023-04-01 | 2022-09-05 | CDC Plumbing & Drainage | Kira Jackson
Enware Water Supply Management System: Thermostatic Mixing Valves | 1-y | #AST344 |  | CRPP | CRPP | PR1 | 1 | MA02-ALKARA 2 | Main Accommodation 02 (Alkara 2) | GR | Ground | MA02-214 | Cell 14 | HYD | Hydraulics | 1 | CRPP-1-MA2-G-HYD-15 | 013209 | Enware water supply management system | 7.0 | Hydraulic Services | 28.0 | Thermostatic Mixing Valves | Enware |  |  | Benton's Plumbing Supplies | 1 |  |  |  |  | N | No | 2023-04-01 | 2022-09-05 | CDC Plumbing & Drainage | Kira Jackson
Enware Water Supply Management System: Thermostatic Mixing Valves | 1-y | #AST345 |  | CRPP | CRPP | PR1 | 1 | MA02-ALKARA 2 | Main Accommodation 02 (Alkara 2) | GR | Ground | MA02-215 | Cell 15 | HYD | Hydraulics | 1 | CRPP-1-MA2-G-HYD-16 | 013210 | Enware water supply management system | 7.0 | Hydraulic Services | 28.0 | Thermostatic Mixing Valves | Enware |  |  | Benton's Plumbing Supplies | 1 |  |  |  |  | N | No | 2023-04-01 | 2022-09-05 | CDC Plumbing & Drainage | Kira Jackson
Enware Water Supply Management System: Thermostatic Mixing Valves | 1-y | #AST346 |  | CRPP | CRPP | PR1 | 1 | MA02-ALKARA 2 | Main Accommodation 02 (Alkara 2) | GR | Ground | MA02-216 | Cell 16 | HYD | Hydraulics | 1 | CRPP-1-MA2-G-HYD-17 | 013211 | Enware water supply management system | 7.0 | Hydraulic Services | 28.0 | Thermostatic Mixing Valves | Enware |  |  | Benton's Plumbing Supplies | 1 |  |  |  |  | N | No | 2023-04-01 | 2022-09-05 | CDC Plumbing & Drainage | Kira Jackson
Enware Water Supply Management System: Thermostatic Mixing Valves | 1-y | #AST347 |  | CRPP | CRPP | PR1 | 1 | MA02-ALKARA 2 | Main Accommodation 02 (Alkara 2) | GR | Ground | MA02-217 | Double Cell 17 | HYD | Hydraulics | 1 | CRPP-1-MA2-G-HYD-18 | 013212 | Enware water supply management system | 7.0 | Hydraulic Services | 28.0 | Thermostatic Mixing Valves | Enware |  |  | Benton's Plumbing Supplies | 1 |  |  |  |  | N | No | 2023-04-01 | 2022-09-05 | CDC Plumbing & Drainage | Kira Jackson
Enware Water Supply Management System: Thermostatic Mixing Valves | 1-y | #AST348 |  | CRPP | CRPP | PR1 | 1 | MA02-ALKARA 2 | Main Accommodation 02 (Alkara 2) | GR | Ground | MA02-218 | Cell 18 (Acc) | HYD | Hydraulics | 1 | CRPP-1-MA2-G-HYD-19 | 013213 | Enware water supply management system | 7.0 | Hydraulic Services | 28.0 | Thermostatic Mixing Valves | Enware |  |  | Benton's Plumbing Supplies | 1 |  |  |  |  | N | No | 2023-04-01 | 2022-09-05 | CDC Plumbing & Drainage | Kira Jackson
Enware Water Supply Management System: Thermostatic Mixing Valves | 1-y | #AST349 |  | CRPP | CRPP | PR1 | 1 | MA02-ALKARA 2 | Main Accommodation 02 (Alkara 2) | L1 | Level 01 | MA02-219 | Cell 19 | HYD | Hydraulics | 1 | CRPP-1-MA2-L1-HYD-05 | 013214 | Enware water supply management system | 7.0 | Hydraulic Services | 28.0 | Thermostatic Mixing Valves | Enware |  |  | Benton's Plumbing Supplies | 1 |  |  |  |  | N | No | 2023-04-01 | 2022-09-05 | CDC Plumbing & Drainage | Kira Jackson
Enware Water Supply Management System: Thermostatic Mixing Valves | 1-y | #AST350 |  | CRPP | CRPP | PR1 | 1 | MA02-ALKARA 2 | Main Accommodation 02 (Alkara 2) | L1 | Level 01 | MA02-220 | Cell 20 | HYD | Hydraulics | 1 | CRPP-1-MA2-L1-HYD-06 | 013215 | Enware water supply management system | 7.0 | Hydraulic Services | 28.0 | Thermostatic Mixing Valves | Enware |  |  | Benton's Plumbing Supplies | 1 |  |  |  |  | N | No | 2023-04-01 | 2022-09-05 | CDC Plumbing & Drainage | Kira Jackson
Enware Water Supply Management System: Thermostatic Mixing Valves | 1-y | #AST351 |  | CRPP | CRPP | PR1 | 1 | MA02-ALKARA 2 | Main Accommodation 02 (Alkara 2) | L1 | Level 01 | MA02-221 | Cell 21 | HYD | Hydraulics | 1 | CRPP-1-MA2-L1-HYD-07 | 013216 | Enware water supply management system | 7.0 | Hydraulic Services | 28.0 | Thermostatic Mixing Valves | Enware |  |  | Benton's Plumbing Supplies | 1 |  |  |  |  | N | No | 2023-04-01 | 2022-09-05 | CDC Plumbing & Drainage | Kira Jackson
Enware Water Supply Management System: Thermostatic Mixing Valves | 1-y | #AST352 |  | CRPP | CRPP | PR1 | 1 | MA02-ALKARA 2 | Main Accommodation 02 (Alkara 2) | L1 | Level 01 | MA02-222 | Cell 22 | HYD | Hydraulics | 1 | CRPP-1-MA2-L1-HYD-08 | 013217 | Enware water supply management system | 7.0 | Hydraulic Services | 28.0 | Thermostatic Mixing Valves | Enware |  |  | Benton's Plumbing Supplies | 1 |  |  |  |  | N | No | 2023-04-01 | 2022-09-05 | CDC Plumbing & Drainage | Kira Jackson
Enware Water Supply Management System: Thermostatic Mixing Valves | 1-y | #AST353 |  | CRPP | CRPP | PR1 | 1 | MA02-ALKARA 2 | Main Accommodation 02 (Alkara 2) | L1 | Level 01 | MA02-223 | Cell 23 | HYD | Hydraulics | 1 | CRPP-1-MA2-L1-HYD-09 | 013218 | Enware water supply management system | 7.0 | Hydraulic Services | 28.0 | Thermostatic Mixing Valves | Enware |  |  | Benton's Plumbing Supplies | 1 |  |  |  |  | N | No | 2023-04-01 | 2022-09-05 | CDC Plumbing & Drainage | Kira Jackson
Enware Water Supply Management System: Thermostatic Mixing Valves | 1-y | #AST354 |  | CRPP | CRPP | PR1 | 1 | MA02-ALKARA 2 | Main Accommodation 02 (Alkara 2) | L1 | Level 01 | MA02-224 | Cell 24 | HYD | Hydraulics | 1 | CRPP-1-MA2-L1-HYD-10 | 013219 | Enware water supply management system | 7.0 | Hydraulic Services | 28.0 | Thermostatic Mixing Valves | Enware |  |  | Benton's Plumbing Supplies | 1 |  |  |  |  | N | No | 2023-04-01 | 2022-09-05 | CDC Plumbing & Drainage | Kira Jackson
Enware Water Supply Management System: Thermostatic Mixing Valves | 1-y | #AST355 |  | CRPP | CRPP | PR1 | 1 | MA02-ALKARA 2 | Main Accommodation 02 (Alkara 2) | L1 | Level 01 | MA02-225 | Cell 25 | HYD | Hydraulics | 1 | CRPP-1-MA2-L1-HYD-11 | 013220 | Enware water supply management system | 7.0 | Hydraulic Services | 28.0 | Thermostatic Mixing Valves | Enware |  |  | Benton's Plumbing Supplies | 1 |  |  |  |  | N | No | 2023-04-01 | 2022-09-05 | CDC Plumbing & Drainage | Kira Jackson
Enware Water Supply Management System: Thermostatic Mixing Valves | 1-y | #AST356 |  | CRPP | CRPP | PR1 | 1 | MA02-ALKARA 2 | Main Accommodation 02 (Alkara 2) | L1 | Level 01 | MA02-226 | Cell 26 | HYD | Hydraulics | 1 | CRPP-1-MA2-L1-HYD-12 | 013221 | Enware water supply management system | 7.0 | Hydraulic Services | 28.0 | Thermostatic Mixing Valves | Enware |  |  | Benton's Plumbing Supplies | 1 |  |  |  |  | N | No | 2023-04-01 | 2022-09-05 | CDC Plumbing & Drainage | Kira Jackson
Enware Water Supply Management System: Thermostatic Mixing Valves | 1-y | #AST357 |  | CRPP | CRPP | PR1 | 1 | MA02-ALKARA 2 | Main Accommodation 02 (Alkara 2) | L1 | Level 01 | MA02-227 | Cell 27 | HYD | Hydraulics | 1 | CRPP-1-MA2-L1-HYD-13 | 013222 | Enware water supply management system | 7.0 | Hydraulic Services | 28.0 | Thermostatic Mixing Valves | Enware |  |  | Benton's Plumbing Supplies | 1 |  |  |  |  | N | No | 2023-04-01 | 2022-09-05 | CDC Plumbing & Drainage | Kira Jackson
Enware Water Supply Management System: Thermostatic Mixing Valves | 1-y | #AST358 |  | CRPP | CRPP | PR1 | 1 | MA02-ALKARA 2 | Main Accommodation 02 (Alkara 2) | L1 | Level 01 | MA02-228 | Cell 28 | HYD | Hydraulics | 1 | CRPP-1-MA2-L1-HYD-14 | 013223 | Enware water supply management system | 7.0 | Hydraulic Services | 28.0 | Thermostatic Mixing Valves | Enware |  |  | Benton's Plumbing Supplies | 1 |  |  |  |  | N | No | 2023-04-01 | 2022-09-05 | CDC Plumbing & Drainage | Kira Jackson
Enware Water Supply Management System: Thermostatic Mixing Valves | 1-y | #AST359 |  | CRPP | CRPP | PR1 | 1 | MA02-ALKARA 2 | Main Accommodation 02 (Alkara 2) | L1 | Level 01 | MA02-229 | Cell 29 | HYD | Hydraulics | 1 | CRPP-1-MA2-L1-HYD-15 | 013224 | Enware water supply management system | 7.0 | Hydraulic Services | 28.0 | Thermostatic Mixing Valves | Enware |  |  | Benton's Plumbing Supplies | 1 |  |  |  |  | N | No | 2023-04-01 | 2022-09-05 | CDC Plumbing & Drainage | Kira Jackson
Enware Water Supply Management System: Thermostatic Mixing Valves | 1-y | #AST360 |  | CRPP | CRPP | PR1 | 1 | MA02-ALKARA 2 | Main Accommodation 02 (Alkara 2) | L1 | Level 01 | MA02-230 | Cell 30 | HYD | Hydraulics | 1 | CRPP-1-MA2-L1-HYD-16 | 013225 | Enware water supply management system | 7.0 | Hydraulic Services | 28.0 | Thermostatic Mixing Valves | Enware |  |  | Benton's Plumbing Supplies | 1 |  |  |  |  | N | No | 2023-04-01 | 2022-09-05 | CDC Plumbing & Drainage | Kira Jackson
Enware Water Supply Management System: Thermostatic Mixing Valves | 1-y | #AST361 |  | CRPP | CRPP | PR1 | 1 | MA02-ALKARA 2 | Main Accommodation 02 (Alkara 2) | L1 | Level 01 | MA02-231 | Cell 31 | HYD | Hydraulics | 1 | CRPP-1-MA2-L1-HYD-17 | 013226 | Enware water supply management system | 7.0 | Hydraulic Services | 28.0 | Thermostatic Mixing Valves | Enware |  |  | Benton's Plumbing Supplies | 1 |  |  |  |  | N | No | 2023-04-01 | 2022-09-05 | CDC Plumbing & Drainage | Kira Jackson
Enware Water Supply Management System: Thermostatic Mixing Valves | 1-y | #AST362 |  | CRPP | CRPP | PR1 | 1 | MA02-ALKARA 2 | Main Accommodation 02 (Alkara 2) | L1 | Level 01 | MA02-232 | Cell 32 | HYD | Hydraulics | 1 | CRPP-1-MA2-L1-HYD-18 | 013227 | Enware water supply management system | 7.0 | Hydraulic Services | 28.0 | Thermostatic Mixing Valves | Enware |  |  | Benton's Plumbing Supplies | 1 |  |  |  |  | N | No | 2023-04-01 | 2022-09-05 | CDC Plumbing & Drainage | Kira Jackson
Enware Water Supply Management System: Thermostatic Mixing Valves | 1-y | #AST363 |  | CRPP | CRPP | PR1 | 1 | MA02-ALKARA 2 | Main Accommodation 02 (Alkara 2) | L1 | Level 01 | MA02-233 | Cell 33 | HYD | Hydraulics | 1 | CRPP-1-MA2-L1-HYD-19 | 013228 | Enware water supply management system | 7.0 | Hydraulic Services | 28.0 | Thermostatic Mixing Valves | Enware |  |  | Benton's Plumbing Supplies | 1 |  |  |  |  | N | No | 2023-04-01 | 2022-09-05 | CDC Plumbing & Drainage | Kira Jackson
Enware Water Supply Management System: Thermostatic Mixing Valves | 1-y | #AST364 |  | CRPP | CRPP | PR1 | 1 | MA02-ALKARA 2 | Main Accommodation 02 (Alkara 2) | L1 | Level 01 | MA02-234 | Cell 34 | HYD | Hydraulics | 1 | CRPP-1-MA2-L1-HYD-20 | 013229 | Enware water supply management system | 7.0 | Hydraulic Services | 28.0 | Thermostatic Mixing Valves | Enware |  |  | Benton's Plumbing Supplies | 1 |  |  |  |  | N | No | 2023-04-01 | 2022-09-05 | CDC Plumbing & Drainage | Kira Jackson
Enware Water Supply Management System: Thermostatic Mixing Valves | 1-y | #AST365 |  | CRPP | CRPP | PR1 | 1 | MA02-ALKARA 2 | Main Accommodation 02 (Alkara 2) | L1 | Level 01 | MA02-235 | Double Cell 35 | HYD | Hydraulics | 1 | CRPP-1-MA2-L1-HYD-21 | 013230 | Enware water supply management system | 7.0 | Hydraulic Services | 28.0 | Thermostatic Mixing Valves | Enware |  |  | Benton's Plumbing Supplies | 1 |  |  |  |  | N | No | 2023-04-01 | 2022-09-05 | CDC Plumbing & Drainage | Kira Jackson
Enware Water Supply Management System: Thermostatic Mixing Valves | 1-y | #AST366 |  | CRPP | CRPP | PR1 | 1 | MA02-ALKARA 2 | Main Accommodation 02 (Alkara 2) | L1 | Level 01 | MA02-236 | Double Cell 36 | HYD | Hydraulics | 1 | CRPP-1-MA2-L1-HYD-22 | 013231 | Enware water supply management system | 7.0 | Hydraulic Services | 28.0 | Thermostatic Mixing Valves | Enware |  |  | Benton's Plumbing Supplies | 1 |  |  |  |  | N | No | 2023-04-01 | 2022-09-05 | CDC Plumbing & Drainage | Kira Jackson
Enware Water Supply Management System: Thermostatic Mixing Valves | 1-y | #AST367 |  | CRPP | CRPP | PR1 | 1 | MA02-ALKARA 2 | Main Accommodation 02 (Alkara 2) | GR | Ground | MA02-237 | Cell 37 (Acc) | HYD | Hydraulics | 1 | CRPP-1-MA2-G-HYD-20 | 013239 | Enware water supply management system | 7.0 | Hydraulic Services | 28.0 | Thermostatic Mixing Valves | Enware |  |  | Benton's Plumbing Supplies | 1 |  |  |  |  | N | No | 2023-04-01 | 2022-09-05 | CDC Plumbing & Drainage | Kira Jackson
Enware Water Supply Management System: Thermostatic Mixing Valves | 1-y | #AST368 |  | CRPP | CRPP | PR1 | 1 | MA02-ALKARA 2 | Main Accommodation 02 (Alkara 2) | GR | Ground | MA02-238 | Double Cell 38 | HYD | Hydraulics | 1 | CRPP-1-MA2-G-HYD-21 | 013240 | Enware water supply management system | 7.0 | Hydraulic Services | 28.0 | Thermostatic Mixing Valves | Enware |  |  | Benton's Plumbing Supplies | 1 |  |  |  |  | N | No | 2023-04-01 | 2022-09-05 | CDC Plumbing & Drainage | Kira Jackson
Enware Water Supply Management System: Thermostatic Mixing Valves | 1-y | #AST369 |  | CRPP | CRPP | PR1 | 1 | MA02-ALKARA 2 | Main Accommodation 02 (Alkara 2) | GR | Ground | MA02-239 | Cell 39 | HYD | Hydraulics | 1 | CRPP-1-MA2-G-HYD-22 | 013241 | Enware water supply management system | 7.0 | Hydraulic Services | 28.0 | Thermostatic Mixing Valves | Enware |  |  | Benton's Plumbing Supplies | 1 |  |  |  |  | N | No | 2023-04-01 | 2022-09-05 | CDC Plumbing & Drainage | Kira Jackson
Enware Water Supply Management System: Thermostatic Mixing Valves | 1-y | #AST370 |  | CRPP | CRPP | PR1 | 1 | MA02-ALKARA 2 | Main Accommodation 02 (Alkara 2) | GR | Ground | MA02-240 | Cell 40 | HYD | Hydraulics | 1 | CRPP-1-MA2-G-HYD-23 | 013242 | Enware water supply management system | 7.0 | Hydraulic Services | 28.0 | Thermostatic Mixing Valves | Enware |  |  | Benton's Plumbing Supplies | 1 |  |  |  |  | N | No | 2023-04-01 | 2022-09-05 | CDC Plumbing & Drainage | Kira Jackson
Enware Water Supply Management System: Thermostatic Mixing Valves | 1-y | #AST371 |  | CRPP | CRPP | PR1 | 1 | MA02-ALKARA 2 | Main Accommodation 02 (Alkara 2) | GR | Ground | MA02-241 | Cell 41 | HYD | Hydraulics | 1 | CRPP-1-MA2-G-HYD-24 | 013243 | Enware water supply management system | 7.0 | Hydraulic Services | 28.0 | Thermostatic Mixing Valves | Enware |  |  | Benton's Plumbing Supplies | 1 |  |  |  |  | N | No | 2023-04-01 | 2022-09-05 | CDC Plumbing & Drainage | Kira Jackson
Enware Water Supply Management System: Thermostatic Mixing Valves | 1-y | #AST372 |  | CRPP | CRPP | PR1 | 1 | MA02-ALKARA 2 | Main Accommodation 02 (Alkara 2) | GR | Ground | MA02-242 | Cell 42 | HYD | Hydraulics | 1 | CRPP-1-MA2-G-HYD-25 | 013244 | Enware water supply management system | 7.0 | Hydraulic Services | 28.0 | Thermostatic Mixing Valves | Enware |  |  | Benton's Plumbing Supplies | 1 |  |  |  |  | N | No | 2023-04-01 | 2022-09-05 | CDC Plumbing & Drainage | Kira Jackson
Enware Water Supply Management System: Thermostatic Mixing Valves | 1-y | #AST373 |  | CRPP | CRPP | PR1 | 1 | MA02-ALKARA 2 | Main Accommodation 02 (Alkara 2) | GR | Ground | MA02-243 | Cell 43 | HYD | Hydraulics | 1 | CRPP-1-MA2-G-HYD-26 | 013245 | Enware water supply management system | 7.0 | Hydraulic Services | 28.0 | Thermostatic Mixing Valves | Enware |  |  | Benton's Plumbing Supplies | 1 |  |  |  |  | N | No | 2023-04-01 | 2022-09-05 | CDC Plumbing & Drainage | Kira Jackson
Enware Water Supply Management System: Thermostatic Mixing Valves | 1-y | #AST374 |  | CRPP | CRPP | PR1 | 1 | MA02-ALKARA 2 | Main Accommodation 02 (Alkara 2) | GR | Ground | MA02-244 | Cell 44 | HYD | Hydraulics | 1 | CRPP-1-MA2-G-HYD-27 | 013246 | Enware water supply management system | 7.0 | Hydraulic Services | 28.0 | Thermostatic Mixing Valves | Enware |  |  | Benton's Plumbing Supplies | 1 |  |  |  |  | N | No | 2023-04-01 | 2022-09-05 | CDC Plumbing & Drainage | Kira Jackson
Enware Water Supply Management System: Thermostatic Mixing Valves | 1-y | #AST375 |  | CRPP | CRPP | PR1 | 1 | MA02-ALKARA 2 | Main Accommodation 02 (Alkara 2) | GR | Ground | MA02-245 | Cell 45 | HYD | Hydraulics | 1 | CRPP-1-MA2-G-HYD-28 | 013247 | Enware water supply management system | 7.0 | Hydraulic Services | 28.0 | Thermostatic Mixing Valves | Enware |  |  | Benton's Plumbing Supplies | 1 |  |  |  |  | N | No | 2023-04-01 | 2022-09-05 | CDC Plumbing & Drainage | Kira Jackson
Enware Water Supply Management System: Thermostatic Mixing Valves | 1-y | #AST376 |  | CRPP | CRPP | PR1 | 1 | MA02-ALKARA 2 | Main Accommodation 02 (Alkara 2) | GR | Ground | MA02-246 | Cell 46 | HYD | Hydraulics | 1 | CRPP-1-MA2-G-HYD-29 | 013248 | Enware water supply management system | 7.0 | Hydraulic Services | 28.0 | Thermostatic Mixing Valves | Enware |  |  | Benton's Plumbing Supplies | 1 |  |  |  |  | N | No | 2023-04-01 | 2022-09-05 | CDC Plumbing & Drainage | Kira Jackson
Enware Water Supply Management System: Thermostatic Mixing Valves | 1-y | #AST377 |  | CRPP | CRPP | PR1 | 1 | MA02-ALKARA 2 | Main Accommodation 02 (Alkara 2) | GR | Ground | MA02-247 | Cell 47 | HYD | Hydraulics | 1 | CRPP-1-MA2-G-HYD-30 | 013249 | Enware water supply management system | 7.0 | Hydraulic Services | 28.0 | Thermostatic Mixing Valves | Enware |  |  | Benton's Plumbing Supplies | 1 |  |  |  |  | N | No | 2023-04-01 | 2022-09-05 | CDC Plumbing & Drainage | Kira Jackson
Enware Water Supply Management System: Thermostatic Mixing Valves | 1-y | #AST378 |  | CRPP | CRPP | PR1 | 1 | MA02-ALKARA 2 | Main Accommodation 02 (Alkara 2) | GR | Ground | MA02-248 | Cell 48 | HYD | Hydraulics | 1 | CRPP-1-MA2-G-HYD-31 | 013250 | Enware water supply management system | 7.0 | Hydraulic Services | 28.0 | Thermostatic Mixing Valves | Enware |  |  | Benton's Plumbing Supplies | 1 |  |  |  |  | N | No | 2023-04-01 | 2022-09-05 | CDC Plumbing & Drainage | Kira Jackson
Enware Water Supply Management System: Thermostatic Mixing Valves | 1-y | #AST379 |  | CRPP | CRPP | PR1 | 1 | MA02-ALKARA 2 | Main Accommodation 02 (Alkara 2) | GR | Ground | MA02-249 | Cell 49 | HYD | Hydraulics | 1 | CRPP-1-MA2-G-HYD-32 | 013251 | Enware water supply management system | 7.0 | Hydraulic Services | 28.0 | Thermostatic Mixing Valves | Enware |  |  | Benton's Plumbing Supplies | 1 |  |  |  |  | N | No | 2023-04-01 | 2022-09-05 | CDC Plumbing & Drainage | Kira Jackson
Enware Water Supply Management System: Thermostatic Mixing Valves | 1-y | #AST380 |  | CRPP | CRPP | PR1 | 1 | MA02-ALKARA 2 | Main Accommodation 02 (Alkara 2) | GR | Ground | MA02-250 | Cell 50 | HYD | Hydraulics | 1 | CRPP-1-MA2-G-HYD-33 | 013252 | Enware water supply management system | 7.0 | Hydraulic Services | 28.0 | Thermostatic Mixing Valves | Enware |  |  | Benton's Plumbing Supplies | 1 |  |  |  |  | N | No | 2023-04-01 | 2022-09-05 | CDC Plumbing & Drainage | Kira Jackson
Enware Water Supply Management System: Thermostatic Mixing Valves | 1-y | #AST381 |  | CRPP | CRPP | PR1 | 1 | MA02-ALKARA 2 | Main Accommodation 02 (Alkara 2) | GR | Ground | MA02-251 | Cell 51 | HYD | Hydraulics | 1 | CRPP-1-MA2-G-HYD-34 | 013253 | Enware water supply management system | 7.0 | Hydraulic Services | 28.0 | Thermostatic Mixing Valves | Enware |  |  | Benton's Plumbing Supplies | 1 |  |  |  |  | N | No | 2023-04-01 | 2022-09-05 | CDC Plumbing & Drainage | Kira Jackson
Enware Water Supply Management System: Thermostatic Mixing Valves | 1-y | #AST382 |  | CRPP | CRPP | PR1 | 1 | MA02-ALKARA 2 | Main Accommodation 02 (Alkara 2) | GR | Ground | MA02-252 | Cell 52 | HYD | Hydraulics | 1 | CRPP-1-MA2-G-HYD-35 | 013254 | Enware water supply management system | 7.0 | Hydraulic Services | 28.0 | Thermostatic Mixing Valves | Enware |  |  | Benton's Plumbing Supplies | 1 |  |  |  |  | N | No | 2023-04-01 | 2022-09-05 | CDC Plumbing & Drainage | Kira Jackson
Enware Water Supply Management System: Thermostatic Mixing Valves | 1-y | #AST383 |  | CRPP | CRPP | PR1 | 1 | MA02-ALKARA 2 | Main Accommodation 02 (Alkara 2) | GR | Ground | MA02-253 | Cell 53 | HYD | Hydraulics | 1 | CRPP-1-MA2-G-HYD-36 | 013255 | Enware water supply management system | 7.0 | Hydraulic Services | 28.0 | Thermostatic Mixing Valves | Enware |  |  | Benton's Plumbing Supplies | 1 |  |  |  |  | N | No | 2023-04-01 | 2022-09-05 | CDC Plumbing & Drainage | Kira Jackson
Enware Water Supply Management System: Thermostatic Mixing Valves | 1-y | #AST384 |  | CRPP | CRPP | PR1 | 1 | MA02-ALKARA 2 | Main Accommodation 02 (Alkara 2) | GR | Ground | MA02-254 | Cell 54 | HYD | Hydraulics | 1 | CRPP-1-MA2-G-HYD-37 | 013256 | Enware water supply management system | 7.0 | Hydraulic Services | 28.0 | Thermostatic Mixing Valves | Enware |  |  | Benton's Plumbing Supplies | 1 |  |  |  |  | N | No | 2023-04-01 | 2022-09-05 | CDC Plumbing & Drainage | Kira Jackson
Enware Water Supply Management System: Thermostatic Mixing Valves | 1-y | #AST385 |  | CRPP | CRPP | PR1 | 1 | MA02-ALKARA 2 | Main Accommodation 02 (Alkara 2) | L1 | Level 01 | MA02-255 | Double Cell 55 | HYD | Hydraulics | 1 | CRPP-1-MA2-L1-HYD-23 | 013258 | Enware water supply management system | 7.0 | Hydraulic Services | 28.0 | Thermostatic Mixing Valves | Enware |  |  | Benton's Plumbing Supplies | 1 |  |  |  |  | N | No | 2023-04-01 | 2022-09-05 | CDC Plumbing & Drainage | Kira Jackson
Enware Water Supply Management System: Thermostatic Mixing Valves | 1-y | #AST386 |  | CRPP | CRPP | PR1 | 1 | MA02-ALKARA 2 | Main Accommodation 02 (Alkara 2) | L1 | Level 01 | MA02-256 | Double Cell 56 | HYD | Hydraulics | 1 | CRPP-1-MA2-L1-HYD-24 | 013259 | Enware water supply management system | 7.0 | Hydraulic Services | 28.0 | Thermostatic Mixing Valves | Enware |  |  | Benton's Plumbing Supplies | 1 |  |  |  |  | N | No | 2023-04-01 | 2022-09-05 | CDC Plumbing & Drainage | Kira Jackson
Enware Water Supply Management System: Thermostatic Mixing Valves | 1-y | #AST387 |  | CRPP | CRPP | PR1 | 1 | MA02-ALKARA 2 | Main Accommodation 02 (Alkara 2) | L1 | Level 01 | MA02-257 | Cell 57 | HYD | Hydraulics | 1 | CRPP-1-MA2-L1-HYD-25 | 013260 | Enware water supply management system | 7.0 | Hydraulic Services | 28.0 | Thermostatic Mixing Valves | Enware |  |  | Benton's Plumbing Supplies | 1 |  |  |  |  | N | No | 2023-04-01 | 2022-09-05 | CDC Plumbing & Drainage | Kira Jackson
Enware Water Supply Management System: Thermostatic Mixing Valves | 1-y | #AST388 |  | CRPP | CRPP | PR1 | 1 | MA02-ALKARA 2 | Main Accommodation 02 (Alkara 2) | L1 | Level 01 | MA02-258 | Cell 58 | HYD | Hydraulics | 1 | CRPP-1-MA2-L1-HYD-26 | 013261 | Enware water supply management system | 7.0 | Hydraulic Services | 28.0 | Thermostatic Mixing Valves | Enware |  |  | Benton's Plumbing Supplies | 1 |  |  |  |  | N | No | 2023-04-01 | 2022-09-05 | CDC Plumbing & Drainage | Kira Jackson
Enware Water Supply Management System: Thermostatic Mixing Valves | 1-y | #AST389 |  | CRPP | CRPP | PR1 | 1 | MA02-ALKARA 2 | Main Accommodation 02 (Alkara 2) | L1 | Level 01 | MA02-259 | Cell 59 | HYD | Hydraulics | 1 | CRPP-1-MA2-L1-HYD-27 | 013262 | Enware water supply management system | 7.0 | Hydraulic Services | 28.0 | Thermostatic Mixing Valves | Enware |  |  | Benton's Plumbing Supplies | 1 |  |  |  |  | N | No | 2023-04-01 | 2022-09-05 | CDC Plumbing & Drainage | Kira Jackson
Enware Water Supply Management System: Thermostatic Mixing Valves | 1-y | #AST390 |  | CRPP | CRPP | PR1 | 1 | MA02-ALKARA 2 | Main Accommodation 02 (Alkara 2) | L1 | Level 01 | MA02-260 | Cell 60 | HYD | Hydraulics | 1 | CRPP-1-MA2-L1-HYD-28 | 013623 | Enware water supply management system | 7.0 | Hydraulic Services | 28.0 | Thermostatic Mixing Valves | Enware |  |  | Benton's Plumbing Supplies | 1 |  |  |  |  | N | No | 2023-04-01 | 2022-09-05 | CDC Plumbing & Drainage | Kira Jackson
Enware Water Supply Management System: Thermostatic Mixing Valves | 1-y | #AST391 |  | CRPP | CRPP | PR1 | 1 | MA02-ALKARA 2 | Main Accommodation 02 (Alkara 2) | L1 | Level 01 | MA02-261 | Cell 61 | HYD | Hydraulics | 1 | CRPP-1-MA2-L1-HYD-29 | 013264 | Enware water supply management system | 7.0 | Hydraulic Services | 28.0 | Thermostatic Mixing Valves | Enware |  |  | Benton's Plumbing Supplies | 1 |  |  |  |  | N | No | 2023-04-01 | 2022-09-05 | CDC Plumbing & Drainage | Kira Jackson
Enware Water Supply Management System: Thermostatic Mixing Valves | 1-y | #AST392 |  | CRPP | CRPP | PR1 | 1 | MA02-ALKARA 2 | Main Accommodation 02 (Alkara 2) | L1 | Level 01 | MA02-262 | Cell 62 | HYD | Hydraulics | 1 | CRPP-1-MA2-L1-HYD-30 | 013265 | Enware water supply management system | 7.0 | Hydraulic Services | 28.0 | Thermostatic Mixing Valves | Enware |  |  | Benton's Plumbing Supplies | 1 |  |  |  |  | N | No | 2023-04-01 | 2022-09-05 | CDC Plumbing & Drainage | Kira Jackson
Enware Water Supply Management System: Thermostatic Mixing Valves | 1-y | #AST393 |  | CRPP | CRPP | PR1 | 1 | MA02-ALKARA 2 | Main Accommodation 02 (Alkara 2) | L1 | Level 01 | MA02-263 | Cell 63 | HYD | Hydraulics | 1 | CRPP-1-MA2-L1-HYD-31 | 013266 | Enware water supply management system | 7.0 | Hydraulic Services | 28.0 | Thermostatic Mixing Valves | Enware |  |  | Benton's Plumbing Supplies | 1 |  |  |  |  | N | No | 2023-04-01 | 2022-09-05 | CDC Plumbing & Drainage | Kira Jackson
Enware Water Supply Management System: Thermostatic Mixing Valves | 1-y | #AST394 |  | CRPP | CRPP | PR1 | 1 | MA02-ALKARA 2 | Main Accommodation 02 (Alkara 2) | L1 | Level 01 | MA02-264 | Cell 64 | HYD | Hydraulics | 1 | CRPP-1-MA2-L1-HYD-32 | 013267 | Enware water supply management system | 7.0 | Hydraulic Services | 28.0 | Thermostatic Mixing Valves | Enware |  |  | Benton's Plumbing Supplies | 1 |  |  |  |  | N | No | 2023-04-01 | 2022-09-05 | CDC Plumbing & Drainage | Kira Jackson
Enware Water Supply Management System: Thermostatic Mixing Valves | 1-y | #AST395 |  | CRPP | CRPP | PR1 | 1 | MA02-ALKARA 2 | Main Accommodation 02 (Alkara 2) | L1 | Level 01 | MA02-265 | Cell 65 | HYD | Hydraulics | 1 | CRPP-1-MA2-L1-HYD-33 | 013268 | Enware water supply management system | 7.0 | Hydraulic Services | 28.0 | Thermostatic Mixing Valves | Enware |  |  | Benton's Plumbing Supplies | 1 |  |  |  |  | N | No | 2023-04-01 | 2022-09-05 | CDC Plumbing & Drainage | Kira Jackson
Enware Water Supply Management System: Thermostatic Mixing Valves | 1-y | #AST396 |  | CRPP | CRPP | PR1 | 1 | MA02-ALKARA 2 | Main Accommodation 02 (Alkara 2) | L1 | Level 01 | MA02-266 | Cell 66 | HYD | Hydraulics | 1 | CRPP-1-MA2-L1-HYD-34 | 013269 | Enware water supply management system | 7.0 | Hydraulic Services | 28.0 | Thermostatic Mixing Valves | Enware |  |  | Benton's Plumbing Supplies | 1 |  |  |  |  | N | No | 2023-04-01 | 2022-09-05 | CDC Plumbing & Drainage | Kira Jackson
Enware Water Supply Management System: Thermostatic Mixing Valves | 1-y | #AST397 |  | CRPP | CRPP | PR1 | 1 | MA02-ALKARA 2 | Main Accommodation 02 (Alkara 2) | L1 | Level 01 | MA02-267 | Cell 67 | HYD | Hydraulics | 1 | CRPP-1-MA2-L1-HYD-35 | 013270 | Enware water supply management system | 7.0 | Hydraulic Services | 28.0 | Thermostatic Mixing Valves | Enware |  |  | Benton's Plumbing Supplies | 1 |  |  |  |  | N | No | 2023-04-01 | 2022-09-05 | CDC Plumbing & Drainage | Kira Jackson
Enware Water Supply Management System: Thermostatic Mixing Valves | 1-y | #AST398 |  | CRPP | CRPP | PR1 | 1 | MA02-ALKARA 2 | Main Accommodation 02 (Alkara 2) | L1 | Level 01 | MA02-268 | Cell 68 | HYD | Hydraulics | 1 | CRPP-1-MA2-L1-HYD-36 | 013271 | Enware water supply management system | 7.0 | Hydraulic Services | 28.0 | Thermostatic Mixing Valves | Enware |  |  | Benton's Plumbing Supplies | 1 |  |  |  |  | N | No | 2023-04-01 | 2022-09-05 | CDC Plumbing & Drainage | Kira Jackson
Enware Water Supply Management System: Thermostatic Mixing Valves | 1-y | #AST399 |  | CRPP | CRPP | PR1 | 1 | MA02-ALKARA 2 | Main Accommodation 02 (Alkara 2) | L1 | Level 01 | MA02-269 | Cell 69 | HYD | Hydraulics | 1 | CRPP-1-MA2-L1-HYD-37 | 013272 | Enware water supply management system | 7.0 | Hydraulic Services | 28.0 | Thermostatic Mixing Valves | Enware |  |  | Benton's Plumbing Supplies | 1 |  |  |  |  | N | No | 2023-04-01 | 2022-09-05 | CDC Plumbing & Drainage | Kira Jackson
Enware Water Supply Management System: Thermostatic Mixing Valves | 1-y | #AST400 |  | CRPP | CRPP | PR1 | 1 | MA02-ALKARA 2 | Main Accommodation 02 (Alkara 2) | L1 | Level 01 | MA02-270 | Cell 70 | HYD | Hydraulics | 1 | CRPP-1-MA2-L1-HYD-38 | 013273 | Enware water supply management system | 7.0 | Hydraulic Services | 28.0 | Thermostatic Mixing Valves | Enware |  |  | Benton's Plumbing Supplies | 1 |  |  |  |  | N | No | 2023-04-01 | 2022-09-05 | CDC Plumbing & Drainage | Kira Jackson
Enware Water Supply Management System: Thermostatic Mixing Valves | 1-y | #AST401 |  | CRPP | CRPP | PR1 | 1 | MA02-ALKARA 2 | Main Accommodation 02 (Alkara 2) | L1 | Level 01 | MA02-271 | Cell 71 | HYD | Hydraulics | 1 | CRPP-1-MA2-L1-HYD-39 | 013274 | Enware water supply management system | 7.0 | Hydraulic Services | 28.0 | Thermostatic Mixing Valves | Enware |  |  | Benton's Plumbing Supplies | 1 |  |  |  |  | N | No | 2023-04-01 | 2022-09-05 | CDC Plumbing & Drainage | Kira Jackson
Enware Water Supply Management System: Thermostatic Mixing Valves | 1-y | #AST402 |  | CRPP | CRPP | PR1 | 1 | MA02-ALKARA 2 | Main Accommodation 02 (Alkara 2) | L1 | Level 01 | MA02-272 | Cell 72 | HYD | Hydraulics | 1 | CRPP-1-MA2-L1-HYD-40 | 013275 | Enware water supply management system | 7.0 | Hydraulic Services | 28.0 | Thermostatic Mixing Valves | Enware |  |  | Benton's Plumbing Supplies | 1 |  |  |  |  | N | No | 2023-04-01 | 2022-09-05 | CDC Plumbing & Drainage | Kira Jackson
Enware Water Supply Management System: Thermostatic Mixing Valves | 1-y | #AST414 |  | CRPP | CRPP | PR1 | 1 | MA15-HAILAR 1 | Main Accommodation 15 (Hailar 1) | GR | Ground | MA15-201 | Cell 1 | HYD | Hydraulics | 1 | CRPP-1-MA15-G-HYD-02 | 013387 | Enware water supply management system | 7.0 | Hydraulic Services | 28.0 | Thermostatic Mixing Valves | Enware |  |  | Benton's Plumbing Supplies | 1 |  |  |  |  | N | No | 2023-04-01 | 2022-09-05 | CDC Plumbing & Drainage | Kira Jackson
Enware Water Supply Management System: Thermostatic Mixing Valves | 1-y | #AST415 |  | CRPP | CRPP | PR1 | 1 | MA15-HAILAR 1 | Main Accommodation 15 (Hailar 1) | GR | Ground | MA15-202 | Cell 2 | HYD | Hydraulics | 1 | CRPP-1-MA15-G-HYD-03 | 013388 | Enware water supply management system | 7.0 | Hydraulic Services | 28.0 | Thermostatic Mixing Valves | Enware |  |  | Benton's Plumbing Supplies | 1 |  |  |  |  | N | No | 2023-04-01 | 2022-09-05 | CDC Plumbing & Drainage | Kira Jackson
Enware Water Supply Management System: Thermostatic Mixing Valves | 1-y | #AST416 |  | CRPP | CRPP | PR1 | 1 | MA15-HAILAR 1 | Main Accommodation 15 (Hailar 1) | GR | Ground | MA15-203 | Cell 3 | HYD | Hydraulics | 1 | CRPP-1-MA15-G-HYD-04 | 013389 | Enware water supply management system | 7.0 | Hydraulic Services | 28.0 | Thermostatic Mixing Valves | Enware |  |  | Benton's Plumbing Supplies | 1 |  |  |  |  | N | No | 2023-04-01 | 2022-09-05 | CDC Plumbing & Drainage | Kira Jackson
Enware Water Supply Management System: Thermostatic Mixing Valves | 1-y | #AST417 |  | CRPP | CRPP | PR1 | 1 | MA15-HAILAR 1 | Main Accommodation 15 (Hailar 1) | GR | Ground | MA15-204 | Cell 4 | HYD | Hydraulics | 1 | CRPP-1-MA15-G-HYD-05 | 013390 | Enware water supply management system | 7.0 | Hydraulic Services | 28.0 | Thermostatic Mixing Valves | Enware |  |  | Benton's Plumbing Supplies | 1 |  |  |  |  | N | No | 2023-04-01 | 2022-09-05 | CDC Plumbing & Drainage | Kira Jackson
Enware Water Supply Management System: Thermostatic Mixing Valves | 1-y | #AST418 |  | CRPP | CRPP | PR1 | 1 | MA15-HAILAR 1 | Main Accommodation 15 (Hailar 1) | GR | Ground | MA15-205 | Cell 5 | HYD | Hydraulics | 1 | CRPP-1-MA15-G-HYD-06 | 013391 | Enware water supply management system | 7.0 | Hydraulic Services | 28.0 | Thermostatic Mixing Valves | Enware |  |  | Benton's Plumbing Supplies | 1 |  |  |  |  | N | No | 2023-04-01 | 2022-09-05 | CDC Plumbing & Drainage | Kira Jackson
Enware Water Supply Management System: Thermostatic Mixing Valves | 1-y | #AST419 |  | CRPP | CRPP | PR1 | 1 | MA15-HAILAR 1 | Main Accommodation 15 (Hailar 1) | GR | Ground | MA15-206 | Cell 6 | HYD | Hydraulics | 1 | CRPP-1-MA15-G-HYD-07 | 013392 | Enware water supply management system | 7.0 | Hydraulic Services | 28.0 | Thermostatic Mixing Valves | Enware |  |  | Benton's Plumbing Supplies | 1 |  |  |  |  | N | No | 2023-04-01 | 2022-09-05 | CDC Plumbing & Drainage | Kira Jackson
Enware Water Supply Management System: Thermostatic Mixing Valves | 1-y | #AST420 |  | CRPP | CRPP | PR1 | 1 | MA15-HAILAR 1 | Main Accommodation 15 (Hailar 1) | GR | Ground | MA15-207 | Cell 7 | HYD | Hydraulics | 1 | CRPP-1-MA15-G-HYD-08 | 013393 | Enware water supply management system | 7.0 | Hydraulic Services | 28.0 | Thermostatic Mixing Valves | Enware |  |  | Benton's Plumbing Supplies | 1 |  |  |  |  | N | No | 2023-04-01 | 2022-09-05 | CDC Plumbing & Drainage | Kira Jackson
Enware Water Supply Management System: Thermostatic Mixing Valves | 1-y | #AST421 |  | CRPP | CRPP | PR1 | 1 | MA15-HAILAR 1 | Main Accommodation 15 (Hailar 1) | GR | Ground | MA15-208 | Cell 8 | HYD | Hydraulics | 1 | CRPP-1-MA15-G-HYD-09 | 013394 | Enware water supply management system | 7.0 | Hydraulic Services | 28.0 | Thermostatic Mixing Valves | Enware |  |  | Benton's Plumbing Supplies | 1 |  |  |  |  | N | No | 2023-04-01 | 2022-09-05 | CDC Plumbing & Drainage | Kira Jackson
Enware Water Supply Management System: Thermostatic Mixing Valves | 1-y | #AST422 |  | CRPP | CRPP | PR1 | 1 | MA15-HAILAR 1 | Main Accommodation 15 (Hailar 1) | GR | Ground | MA15-209 | Cell 9 | HYD | Hydraulics | 1 | CRPP-1-MA15-G-HYD-10 | 013395 | Enware water supply management system | 7.0 | Hydraulic Services | 28.0 | Thermostatic Mixing Valves | Enware |  |  | Benton's Plumbing Supplies | 1 |  |  |  |  | N | No | 2023-04-01 | 2022-09-05 | CDC Plumbing & Drainage | Kira Jackson
Enware Water Supply Management System: Thermostatic Mixing Valves | 1-y | #AST423 |  | CRPP | CRPP | PR1 | 1 | MA15-HAILAR 1 | Main Accommodation 15 (Hailar 1) | GR | Ground | MA15-210 | Cell 10 | HYD | Hydraulics | 1 | CRPP-1-MA15-G-HYD-11 | 013396 | Enware water supply management system | 7.0 | Hydraulic Services | 28.0 | Thermostatic Mixing Valves | Enware |  |  | Benton's Plumbing Supplies | 1 |  |  |  |  | N | No | 2023-04-01 | 2022-09-05 | CDC Plumbing & Drainage | Kira Jackson
Enware Water Supply Management System: Thermostatic Mixing Valves | 1-y | #AST424 |  | CRPP | CRPP | PR1 | 1 | MA15-HAILAR 1 | Main Accommodation 15 (Hailar 1) | GR | Ground | MA15-211 | Cell 11 | HYD | Hydraulics | 1 | CRPP-1-MA15-G-HYD-12 | 013397 | Enware water supply management system | 7.0 | Hydraulic Services | 28.0 | Thermostatic Mixing Valves | Enware |  |  | Benton's Plumbing Supplies | 1 |  |  |  |  | N | No | 2023-04-01 | 2022-09-05 | CDC Plumbing & Drainage | Kira Jackson
Enware Water Supply Management System: Thermostatic Mixing Valves | 1-y | #AST425 |  | CRPP | CRPP | PR1 | 1 | MA15-HAILAR 1 | Main Accommodation 15 (Hailar 1) | GR | Ground | MA15-212 | Cell 12 | HYD | Hydraulics | 1 | CRPP-1-MA15-G-HYD-13 | 013398 | Enware water supply management system | 7.0 | Hydraulic Services | 28.0 | Thermostatic Mixing Valves | Enware |  |  | Benton's Plumbing Supplies | 1 |  |  |  |  | N | No | 2023-04-01 | 2022-09-05 | CDC Plumbing & Drainage | Kira Jackson
Enware Water Supply Management System: Thermostatic Mixing Valves | 1-y | #AST426 |  | CRPP | CRPP | PR1 | 1 | MA15-HAILAR 1 | Main Accommodation 15 (Hailar 1) | GR | Ground | MA15-213 | Cell 13 | HYD | Hydraulics | 1 | CRPP-1-MA15-G-HYD-14 | 013399 | Enware water supply management system | 7.0 | Hydraulic Services | 28.0 | Thermostatic Mixing Valves | Enware |  |  | Benton's Plumbing Supplies | 1 |  |  |  |  | N | No | 2023-04-01 | 2022-09-05 | CDC Plumbing & Drainage | Kira Jackson
Enware Water Supply Management System: Thermostatic Mixing Valves | 1-y | #AST427 |  | CRPP | CRPP | PR1 | 1 | MA15-HAILAR 1 | Main Accommodation 15 (Hailar 1) | GR | Ground | MA15-214 | Cell 14 | HYD | Hydraulics | 1 | CRPP-1-MA15-G-HYD-15 | 013400 | Enware water supply management system | 7.0 | Hydraulic Services | 28.0 | Thermostatic Mixing Valves | Enware |  |  | Benton's Plumbing Supplies | 1 |  |  |  |  | N | No | 2023-04-01 | 2022-09-05 | CDC Plumbing & Drainage | Kira Jackson
Enware Water Supply Management System: Thermostatic Mixing Valves | 1-y | #AST428 |  | CRPP | CRPP | PR1 | 1 | MA15-HAILAR 1 | Main Accommodation 15 (Hailar 1) | GR | Ground | MA15-215 | Cell 15 | HYD | Hydraulics | 1 | CRPP-1-MA15-G-HYD-16 | 013401 | Enware water supply management system | 7.0 | Hydraulic Services | 28.0 | Thermostatic Mixing Valves | Enware |  |  | Benton's Plumbing Supplies | 1 |  |  |  |  | N | No | 2023-04-01 | 2022-09-05 | CDC Plumbing & Drainage | Kira Jackson
Enware Water Supply Management System: Thermostatic Mixing Valves | 1-y | #AST429 |  | CRPP | CRPP | PR1 | 1 | MA15-HAILAR 1 | Main Accommodation 15 (Hailar 1) | GR | Ground | MA15-216 | Cell 16 | HYD | Hydraulics | 1 | CRPP-1-MA15-G-HYD-17 | 013402 | Enware water supply management system | 7.0 | Hydraulic Services | 28.0 | Thermostatic Mixing Valves | Enware |  |  | Benton's Plumbing Supplies | 1 |  |  |  |  | N | No | 2023-04-01 | 2022-09-05 | CDC Plumbing & Drainage | Kira Jackson
Enware Water Supply Management System: Thermostatic Mixing Valves | 1-y | #AST430 |  | CRPP | CRPP | PR1 | 1 | MA15-HAILAR 1 | Main Accommodation 15 (Hailar 1) | GR | Ground | MA15-217 | Double Cell 17 | HYD | Hydraulics | 1 | CRPP-1-MA15-G-HYD-18 | 013403 | Enware water supply management system | 7.0 | Hydraulic Services | 28.0 | Thermostatic Mixing Valves | Enware |  |  | Benton's Plumbing Supplies | 1 |  |  |  |  | N | No | 2023-04-01 | 2022-09-05 | CDC Plumbing & Drainage | Kira Jackson
Enware Water Supply Management System: Thermostatic Mixing Valves | 1-y | #AST431 |  | CRPP | CRPP | PR1 | 1 | MA15-HAILAR 1 | Main Accommodation 15 (Hailar 1) | GR | Ground | MA15-218 | Cell 18 (Acc) | HYD | Hydraulics | 1 | CRPP-1-MA15-G-HYD-19 | 013404 | Enware water supply management system | 7.0 | Hydraulic Services | 28.0 | Thermostatic Mixing Valves | Enware |  |  | Benton's Plumbing Supplies | 1 |  |  |  |  | N | No | 2023-04-01 | 2022-09-05 | CDC Plumbing & Drainage | Kira Jackson
Enware Water Supply Management System: Thermostatic Mixing Valves | 1-y | #AST432 |  | CRPP | CRPP | PR1 | 1 | MA15-HAILAR 1 | Main Accommodation 15 (Hailar 1) | L1 | Level 01 | MA15-219 | Cell 19 | HYD | Hydraulics | 1 | CRPP-1-MA15-L1-HYD-05 | 013405 | Enware water supply management system | 7.0 | Hydraulic Services | 28.0 | Thermostatic Mixing Valves | Enware |  |  | Benton's Plumbing Supplies | 1 |  |  |  |  | N | No | 2023-04-01 | 2022-09-05 | CDC Plumbing & Drainage | Kira Jackson
Enware Water Supply Management System: Thermostatic Mixing Valves | 1-y | #AST433 |  | CRPP | CRPP | PR1 | 1 | MA15-HAILAR 1 | Main Accommodation 15 (Hailar 1) | L1 | Level 01 | MA15-220 | Cell 20 | HYD | Hydraulics | 1 | CRPP-1-MA15-L1-HYD-06 | 013406 | Enware water supply management system | 7.0 | Hydraulic Services | 28.0 | Thermostatic Mixing Valves | Enware |  |  | Benton's Plumbing Supplies | 1 |  |  |  |  | N | No | 2023-04-01 | 2022-09-05 | CDC Plumbing & Drainage | Kira Jackson
Enware Water Supply Management System: Thermostatic Mixing Valves | 1-y | #AST434 |  | CRPP | CRPP | PR1 | 1 | MA15-HAILAR 1 | Main Accommodation 15 (Hailar 1) | L1 | Level 01 | MA15-221 | Cell 21 | HYD | Hydraulics | 1 | CRPP-1-MA15-L1-HYD-07 | 013407 | Enware water supply management system | 7.0 | Hydraulic Services | 28.0 | Thermostatic Mixing Valves | Enware |  |  | Benton's Plumbing Supplies | 1 |  |  |  |  | N | No | 2023-04-01 | 2022-09-05 | CDC Plumbing & Drainage | Kira Jackson
Enware Water Supply Management System: Thermostatic Mixing Valves | 1-y | #AST435 |  | CRPP | CRPP | PR1 | 1 | MA15-HAILAR 1 | Main Accommodation 15 (Hailar 1) | L1 | Level 01 | MA15-222 | Cell 22 | HYD | Hydraulics | 1 | CRPP-1-MA15-L1-HYD-08 | 013408 | Enware water supply management system | 7.0 | Hydraulic Services | 28.0 | Thermostatic Mixing Valves | Enware |  |  | Benton's Plumbing Supplies | 1 |  |  |  |  | N | No | 2023-04-01 | 2022-09-05 | CDC Plumbing & Drainage | Kira Jackson
Enware Water Supply Management System: Thermostatic Mixing Valves | 1-y | #AST436 |  | CRPP | CRPP | PR1 | 1 | MA15-HAILAR 1 | Main Accommodation 15 (Hailar 1) | L1 | Level 01 | MA15-223 | Cell 23 | HYD | Hydraulics | 1 | CRPP-1-MA15-L1-HYD-09 | 013410 | Enware water supply management system | 7.0 | Hydraulic Services | 28.0 | Thermostatic Mixing Valves | Enware |  |  | Benton's Plumbing Supplies | 1 |  |  |  |  | N | No | 2023-04-01 | 2022-09-05 | CDC Plumbing & Drainage | Kira Jackson
Enware Water Supply Management System: Thermostatic Mixing Valves | 1-y | #AST437 |  | CRPP | CRPP | PR1 | 1 | MA15-HAILAR 1 | Main Accommodation 15 (Hailar 1) | L1 | Level 01 | MA15-224 | Cell 24 | HYD | Hydraulics | 1 | CRPP-1-MA15-L1-HYD-10 | 013411 | Enware water supply management system | 7.0 | Hydraulic Services | 28.0 | Thermostatic Mixing Valves | Enware |  |  | Benton's Plumbing Supplies | 1 |  |  |  |  | N | No | 2023-04-01 | 2022-09-05 | CDC Plumbing & Drainage | Kira Jackson
Enware Water Supply Management System: Thermostatic Mixing Valves | 1-y | #AST438 |  | CRPP | CRPP | PR1 | 1 | MA15-HAILAR 1 | Main Accommodation 15 (Hailar 1) | L1 | Level 01 | MA15-225 | Cell 25 | HYD | Hydraulics | 1 | CRPP-1-MA15-L1-HYD-11 | 013412 | Enware water supply management system | 7.0 | Hydraulic Services | 28.0 | Thermostatic Mixing Valves | Enware |  |  | Benton's Plumbing Supplies | 1 |  |  |  |  | N | No | 2023-04-01 | 2022-09-05 | CDC Plumbing & Drainage | Kira Jackson
Enware Water Supply Management System: Thermostatic Mixing Valves | 1-y | #AST439 |  | CRPP | CRPP | PR1 | 1 | MA15-HAILAR 1 | Main Accommodation 15 (Hailar 1) | L1 | Level 01 | MA15-226 | Cell 26 | HYD | Hydraulics | 1 | CRPP-1-MA15-L1-HYD-12 | 013413 | Enware water supply management system | 7.0 | Hydraulic Services | 28.0 | Thermostatic Mixing Valves | Enware |  |  | Benton's Plumbing Supplies | 1 |  |  |  |  | N | No | 2023-04-01 | 2022-09-05 | CDC Plumbing & Drainage | Kira Jackson
Enware Water Supply Management System: Thermostatic Mixing Valves | 1-y | #AST440 |  | CRPP | CRPP | PR1 | 1 | MA15-HAILAR 1 | Main Accommodation 15 (Hailar 1) | L1 | Level 01 | MA15-227 | Cell 27 | HYD | Hydraulics | 1 | CRPP-1-MA15-L1-HYD-13 | 013414 | Enware water supply management system | 7.0 | Hydraulic Services | 28.0 | Thermostatic Mixing Valves | Enware |  |  | Benton's Plumbing Supplies | 1 |  |  |  |  | N | No | 2023-04-01 | 2022-09-05 | CDC Plumbing & Drainage | Kira Jackson
Enware Water Supply Management System: Thermostatic Mixing Valves | 1-y | #AST441 |  | CRPP | CRPP | PR1 | 1 | MA15-HAILAR 1 | Main Accommodation 15 (Hailar 1) | L1 | Level 01 | MA15-228 | Cell 28 | HYD | Hydraulics | 1 | CRPP-1-MA15-L1-HYD-14 | 013415 | Enware water supply management system | 7.0 | Hydraulic Services | 28.0 | Thermostatic Mixing Valves | Enware |  |  | Benton's Plumbing Supplies | 1 |  |  |  |  | N | No | 2023-04-01 | 2022-09-05 | CDC Plumbing & Drainage | Kira Jackson
Enware Water Supply Management System: Thermostatic Mixing Valves | 1-y | #AST442 |  | CRPP | CRPP | PR1 | 1 | MA15-HAILAR 1 | Main Accommodation 15 (Hailar 1) | L1 | Level 01 | MA15-229 | Cell 29 | HYD | Hydraulics | 1 | CRPP-1-MA15-L1-HYD-15 | 013416 | Enware water supply management system | 7.0 | Hydraulic Services | 28.0 | Thermostatic Mixing Valves | Enware |  |  | Benton's Plumbing Supplies | 1 |  |  |  |  | N | No | 2023-04-01 | 2022-09-05 | CDC Plumbing & Drainage | Kira Jackson
Enware Water Supply Management System: Thermostatic Mixing Valves | 1-y | #AST443 |  | CRPP | CRPP | PR1 | 1 | MA15-HAILAR 1 | Main Accommodation 15 (Hailar 1) | L1 | Level 01 | MA15-230 | Cell 30 | HYD | Hydraulics | 1 | CRPP-1-MA15-L1-HYD-16 | 013417 | Enware water supply management system | 7.0 | Hydraulic Services | 28.0 | Thermostatic Mixing Valves | Enware |  |  | Benton's Plumbing Supplies | 1 |  |  |  |  | N | No | 2023-04-01 | 2022-09-05 | CDC Plumbing & Drainage | Kira Jackson
Enware Water Supply Management System: Thermostatic Mixing Valves | 1-y | #AST444 |  | CRPP | CRPP | PR1 | 1 | MA15-HAILAR 1 | Main Accommodation 15 (Hailar 1) | L1 | Level 01 | MA15-231 | Cell 31 | HYD | Hydraulics | 1 | CRPP-1-MA15-L1-HYD-17 | 013418 | Enware water supply management system | 7.0 | Hydraulic Services | 28.0 | Thermostatic Mixing Valves | Enware |  |  | Benton's Plumbing Supplies | 1 |  |  |  |  | N | No | 2023-04-01 | 2022-09-05 | CDC Plumbing & Drainage | Kira Jackson
Enware Water Supply Management System: Thermostatic Mixing Valves | 1-y | #AST445 |  | CRPP | CRPP | PR1 | 1 | MA15-HAILAR 1 | Main Accommodation 15 (Hailar 1) | L1 | Level 01 | MA15-232 | Cell 32 | HYD | Hydraulics | 1 | CRPP-1-MA15-L1-HYD-18 | 013419 | Enware water supply management system | 7.0 | Hydraulic Services | 28.0 | Thermostatic Mixing Valves | Enware |  |  | Benton's Plumbing Supplies | 1 |  |  |  |  | N | No | 2023-04-01 | 2022-09-05 | CDC Plumbing & Drainage | Kira Jackson
Enware Water Supply Management System: Thermostatic Mixing Valves | 1-y | #AST446 |  | CRPP | CRPP | PR1 | 1 | MA15-HAILAR 1 | Main Accommodation 15 (Hailar 1) | L1 | Level 01 | MA15-233 | Cell 33 | HYD | Hydraulics | 1 | CRPP-1-MA15-L1-HYD-19 | 013420 | Enware water supply management system | 7.0 | Hydraulic Services | 28.0 | Thermostatic Mixing Valves | Enware |  |  | Benton's Plumbing Supplies | 1 |  |  |  |  | N | No | 2023-04-01 | 2022-09-05 | CDC Plumbing & Drainage | Kira Jackson
Enware Water Supply Management System: Thermostatic Mixing Valves | 1-y | #AST447 |  | CRPP | CRPP | PR1 | 1 | MA15-HAILAR 1 | Main Accommodation 15 (Hailar 1) | L1 | Level 01 | MA15-234 | Cell 34 | HYD | Hydraulics | 1 | CRPP-1-MA15-L1-HYD-20 | 013421 | Enware water supply management system | 7.0 | Hydraulic Services | 28.0 | Thermostatic Mixing Valves | Enware |  |  | Benton's Plumbing Supplies | 1 |  |  |  |  | N | No | 2023-04-01 | 2022-09-05 | CDC Plumbing & Drainage | Kira Jackson
Enware Water Supply Management System: Thermostatic Mixing Valves | 1-y | #AST448 |  | CRPP | CRPP | PR1 | 1 | MA15-HAILAR 1 | Main Accommodation 15 (Hailar 1) | L1 | Level 01 | MA15-235 | Double Cell 35 | HYD | Hydraulics | 1 | CRPP-1-MA15-L1-HYD-21 | 013422 | Enware water supply management system | 7.0 | Hydraulic Services | 28.0 | Thermostatic Mixing Valves | Enware |  |  | Benton's Plumbing Supplies | 1 |  |  |  |  | N | No | 2023-04-01 | 2022-09-05 | CDC Plumbing & Drainage | Kira Jackson
Enware Water Supply Management System: Thermostatic Mixing Valves | 1-y | #AST449 |  | CRPP | CRPP | PR1 | 1 | MA15-HAILAR 1 | Main Accommodation 15 (Hailar 1) | L1 | Level 01 | MA15-236 | Double Cell 36 | HYD | Hydraulics | 1 | CRPP-1-MA15-L1-HYD-22 | 013423 | Enware water supply management system | 7.0 | Hydraulic Services | 28.0 | Thermostatic Mixing Valves | Enware |  |  | Benton's Plumbing Supplies | 1 |  |  |  |  | N | No | 2023-04-01 | 2022-09-05 | CDC Plumbing & Drainage | Kira Jackson
Enware Water Supply Management System: Thermostatic Mixing Valves | 1-y | #AST450 |  | CRPP | CRPP | PR1 | 1 | MA15-HAILAR 1 | Main Accommodation 15 (Hailar 1) | GR | Ground | MA15-237 | Cell 37 (Acc) | HYD | Hydraulics | 1 | CRPP-1-MA15-G-HYD-20 | 013432 | Enware water supply management system | 7.0 | Hydraulic Services | 28.0 | Thermostatic Mixing Valves | Enware |  |  | Benton's Plumbing Supplies | 1 |  |  |  |  | N | No | 2023-04-01 | 2022-09-05 | CDC Plumbing & Drainage | Kira Jackson
Enware Water Supply Management System: Thermostatic Mixing Valves | 1-y | #AST451 |  | CRPP | CRPP | PR1 | 1 | MA15-HAILAR 1 | Main Accommodation 15 (Hailar 1) | GR | Ground | MA15-238 | Double Cell 38 | HYD | Hydraulics | 1 | CRPP-1-MA15-G-HYD-21 | 013433 | Enware water supply management system | 7.0 | Hydraulic Services | 28.0 | Thermostatic Mixing Valves | Enware |  |  | Benton's Plumbing Supplies | 1 |  |  |  |  | N | No | 2023-04-01 | 2022-09-05 | CDC Plumbing & Drainage | Kira Jackson
Enware Water Supply Management System: Thermostatic Mixing Valves | 1-y | #AST452 |  | CRPP | CRPP | PR1 | 1 | MA15-HAILAR 1 | Main Accommodation 15 (Hailar 1) | GR | Ground | MA15-239 | Cell 39 | HYD | Hydraulics | 1 | CRPP-1-MA15-G-HYD-22 | 013434 | Enware water supply management system | 7.0 | Hydraulic Services | 28.0 | Thermostatic Mixing Valves | Enware |  |  | Benton's Plumbing Supplies | 1 |  |  |  |  | N | No | 2023-04-01 | 2022-09-05 | CDC Plumbing & Drainage | Kira Jackson
Enware Water Supply Management System: Thermostatic Mixing Valves | 1-y | #AST453 |  | CRPP | CRPP | PR1 | 1 | MA15-HAILAR 1 | Main Accommodation 15 (Hailar 1) | GR | Ground | MA15-240 | Cell 40 | HYD | Hydraulics | 1 | CRPP-1-MA15-G-HYD-23 | 013435 | Enware water supply management system | 7.0 | Hydraulic Services | 28.0 | Thermostatic Mixing Valves | Enware |  |  | Benton's Plumbing Supplies | 1 |  |  |  |  | N | No | 2023-04-01 | 2022-09-05 | CDC Plumbing & Drainage | Kira Jackson
Enware Water Supply Management System: Thermostatic Mixing Valves | 1-y | #AST454 |  | CRPP | CRPP | PR1 | 1 | MA15-HAILAR 1 | Main Accommodation 15 (Hailar 1) | GR | Ground | MA15-241 | Cell 41 | HYD | Hydraulics | 1 | CRPP-1-MA15-G-HYD-24 | 013436 | Enware water supply management system | 7.0 | Hydraulic Services | 28.0 | Thermostatic Mixing Valves | Enware |  |  | Benton's Plumbing Supplies | 1 |  |  |  |  | N | No | 2023-04-01 | 2022-09-05 | CDC Plumbing & Drainage | Kira Jackson
Enware Water Supply Management System: Thermostatic Mixing Valves | 1-y | #AST455 |  | CRPP | CRPP | PR1 | 1 | MA15-HAILAR 1 | Main Accommodation 15 (Hailar 1) | GR | Ground | MA15-242 | Cell 42 | HYD | Hydraulics | 1 | CRPP-1-MA15-G-HYD-25 | 013437 | Enware water supply management system | 7.0 | Hydraulic Services | 28.0 | Thermostatic Mixing Valves | Enware |  |  | Benton's Plumbing Supplies | 1 |  |  |  |  | N | No | 2023-04-01 | 2022-09-05 | CDC Plumbing & Drainage | Kira Jackson
Enware Water Supply Management System: Thermostatic Mixing Valves | 1-y | #AST456 |  | CRPP | CRPP | PR1 | 1 | MA15-HAILAR 1 | Main Accommodation 15 (Hailar 1) | GR | Ground | MA15-243 | Cell 43 | HYD | Hydraulics | 1 | CRPP-1-MA15-G-HYD-26 | 013438 | Enware water supply management system | 7.0 | Hydraulic Services | 28.0 | Thermostatic Mixing Valves | Enware |  |  | Benton's Plumbing Supplies | 1 |  |  |  |  | N | No | 2023-04-01 | 2022-09-05 | CDC Plumbing & Drainage | Kira Jackson
Enware Water Supply Management System: Thermostatic Mixing Valves | 1-y | #AST457 |  | CRPP | CRPP | PR1 | 1 | MA15-HAILAR 1 | Main Accommodation 15 (Hailar 1) | GR | Ground | MA15-244 | Cell 44 | HYD | Hydraulics | 1 | CRPP-1-MA15-G-HYD-27 | 013439 | Enware water supply management system | 7.0 | Hydraulic Services | 28.0 | Thermostatic Mixing Valves | Enware |  |  | Benton's Plumbing Supplies | 1 |  |  |  |  | N | No | 2023-04-01 | 2022-09-05 | CDC Plumbing & Drainage | Kira Jackson
Enware Water Supply Management System: Thermostatic Mixing Valves | 1-y | #AST458 |  | CRPP | CRPP | PR1 | 1 | MA15-HAILAR 1 | Main Accommodation 15 (Hailar 1) | GR | Ground | MA15-245 | Cell 45 | HYD | Hydraulics | 1 | CRPP-1-MA15-G-HYD-28 | 013440 | Enware water supply management system | 7.0 | Hydraulic Services | 28.0 | Thermostatic Mixing Valves | Enware |  |  | Benton's Plumbing Supplies | 1 |  |  |  |  | N | No | 2023-04-01 | 2022-09-05 | CDC Plumbing & Drainage | Kira Jackson
Enware Water Supply Management System: Thermostatic Mixing Valves | 1-y | #AST459 |  | CRPP | CRPP | PR1 | 1 | MA15-HAILAR 1 | Main Accommodation 15 (Hailar 1) | GR | Ground | MA15-246 | Cell 46 | HYD | Hydraulics | 1 | CRPP-1-MA15-G-HYD-29 | 013441 | Enware water supply management system | 7.0 | Hydraulic Services | 28.0 | Thermostatic Mixing Valves | Enware |  |  | Benton's Plumbing Supplies | 1 |  |  |  |  | N | No | 2023-04-01 | 2022-09-05 | CDC Plumbing & Drainage | Kira Jackson
Enware Water Supply Management System: Thermostatic Mixing Valves | 1-y | #AST460 |  | CRPP | CRPP | PR1 | 1 | MA15-HAILAR 1 | Main Accommodation 15 (Hailar 1) | GR | Ground | MA15-247 | Cell 47 | HYD | Hydraulics | 1 | CRPP-1-MA15-G-HYD-30 | 013442 | Enware water supply management system | 7.0 | Hydraulic Services | 28.0 | Thermostatic Mixing Valves | Enware |  |  | Benton's Plumbing Supplies | 1 |  |  |  |  | N | No | 2023-04-01 | 2022-09-05 | CDC Plumbing & Drainage | Kira Jackson
Enware Water Supply Management System: Thermostatic Mixing Valves | 1-y | #AST461 |  | CRPP | CRPP | PR1 | 1 | MA15-HAILAR 1 | Main Accommodation 15 (Hailar 1) | GR | Ground | MA15-248 | Cell 48 | HYD | Hydraulics | 1 | CRPP-1-MA15-G-HYD-31 | 013443 | Enware water supply management system | 7.0 | Hydraulic Services | 28.0 | Thermostatic Mixing Valves | Enware |  |  | Benton's Plumbing Supplies | 1 |  |  |  |  | N | No | 2023-04-01 | 2022-09-05 | CDC Plumbing & Drainage | Kira Jackson
Enware Water Supply Management System: Thermostatic Mixing Valves | 1-y | #AST462 |  | CRPP | CRPP | PR1 | 1 | MA15-HAILAR 1 | Main Accommodation 15 (Hailar 1) | GR | Ground | MA15-249 | Cell 49 | HYD | Hydraulics | 1 | CRPP-1-MA15-G-HYD-32 | 013444 | Enware water supply management system | 7.0 | Hydraulic Services | 28.0 | Thermostatic Mixing Valves | Enware |  |  | Benton's Plumbing Supplies | 1 |  |  |  |  | N | No | 2023-04-01 | 2022-09-05 | CDC Plumbing & Drainage | Kira Jackson
Enware Water Supply Management System: Thermostatic Mixing Valves | 1-y | #AST463 |  | CRPP | CRPP | PR1 | 1 | MA15-HAILAR 1 | Main Accommodation 15 (Hailar 1) | GR | Ground | MA15-250 | Cell 50 | HYD | Hydraulics | 1 | CRPP-1-MA15-G-HYD-33 | 013445 | Enware water supply management system | 7.0 | Hydraulic Services | 28.0 | Thermostatic Mixing Valves | Enware |  |  | Benton's Plumbing Supplies | 1 |  |  |  |  | N | No | 2023-04-01 | 2022-09-05 | CDC Plumbing & Drainage | Kira Jackson
Enware Water Supply Management System: Thermostatic Mixing Valves | 1-y | #AST464 |  | CRPP | CRPP | PR1 | 1 | MA15-HAILAR 1 | Main Accommodation 15 (Hailar 1) | GR | Ground | MA15-251 | Cell 51 | HYD | Hydraulics | 1 | CRPP-1-MA15-G-HYD-34 | 013446 | Enware water supply management system | 7.0 | Hydraulic Services | 28.0 | Thermostatic Mixing Valves | Enware |  |  | Benton's Plumbing Supplies | 1 |  |  |  |  | N | No | 2023-04-01 | 2022-09-05 | CDC Plumbing & Drainage | Kira Jackson
Enware Water Supply Management System: Thermostatic Mixing Valves | 1-y | #AST465 |  | CRPP | CRPP | PR1 | 1 | MA15-HAILAR 1 | Main Accommodation 15 (Hailar 1) | GR | Ground | MA15-252 | Cell 52 | HYD | Hydraulics | 1 | CRPP-1-MA15-G-HYD-35 | 013447 | Enware water supply management system | 7.0 | Hydraulic Services | 28.0 | Thermostatic Mixing Valves | Enware |  |  | Benton's Plumbing Supplies | 1 |  |  |  |  | N | No | 2023-04-01 | 2022-09-05 | CDC Plumbing & Drainage | Kira Jackson
Enware Water Supply Management System: Thermostatic Mixing Valves | 1-y | #AST466 |  | CRPP | CRPP | PR1 | 1 | MA15-HAILAR 1 | Main Accommodation 15 (Hailar 1) | GR | Ground | MA15-253 | Cell 53 | HYD | Hydraulics | 1 | CRPP-1-MA15-G-HYD-36 | 013448 | Enware water supply management system | 7.0 | Hydraulic Services | 28.0 | Thermostatic Mixing Valves | Enware |  |  | Benton's Plumbing Supplies | 1 |  |  |  |  | N | No | 2023-04-01 | 2022-09-05 | CDC Plumbing & Drainage | Kira Jackson
Enware Water Supply Management System: Thermostatic Mixing Valves | 1-y | #AST467 |  | CRPP | CRPP | PR1 | 1 | MA15-HAILAR 1 | Main Accommodation 15 (Hailar 1) | GR | Ground | MA15-254 | Cell 54 | HYD | Hydraulics | 1 | CRPP-1-MA15-G-HYD-37 | 013449 | Enware water supply management system | 7.0 | Hydraulic Services | 28.0 | Thermostatic Mixing Valves | Enware |  |  | Benton's Plumbing Supplies | 1 |  |  |  |  | N | No | 2023-04-01 | 2022-09-05 | CDC Plumbing & Drainage | Kira Jackson
Enware Water Supply Management System: Thermostatic Mixing Valves | 1-y | #AST468 |  | CRPP | CRPP | PR1 | 1 | MA15-HAILAR 1 | Main Accommodation 15 (Hailar 1) | L1 | Level 01 | MA15-255 | Double Cell 55 | HYD | Hydraulics | 1 | CRPP-1-MA15-L1-HYD-23 | 013452 | Enware water supply management system | 7.0 | Hydraulic Services | 28.0 | Thermostatic Mixing Valves | Enware |  |  | Benton's Plumbing Supplies | 1 |  |  |  |  | N | No | 2023-04-01 | 2022-09-05 | CDC Plumbing & Drainage | Kira Jackson
Enware Water Supply Management System: Thermostatic Mixing Valves | 1-y | #AST469 |  | CRPP | CRPP | PR1 | 1 | MA15-HAILAR 1 | Main Accommodation 15 (Hailar 1) | L1 | Level 01 | MA15-256 | Double Cell 56 | HYD | Hydraulics | 1 | CRPP-1-MA15-L1-HYD-24 | 013453 | Enware water supply management system | 7.0 | Hydraulic Services | 28.0 | Thermostatic Mixing Valves | Enware |  |  | Benton's Plumbing Supplies | 1 |  |  |  |  | N | No | 2023-04-01 | 2022-09-05 | CDC Plumbing & Drainage | Kira Jackson
Enware Water Supply Management System: Thermostatic Mixing Valves | 1-y | #AST470 |  | CRPP | CRPP | PR1 | 1 | MA15-HAILAR 1 | Main Accommodation 15 (Hailar 1) | L1 | Level 01 | MA15-257 | Cell 57 | HYD | Hydraulics | 1 | CRPP-1-MA15-L1-HYD-25 | 013454 | Enware water supply management system | 7.0 | Hydraulic Services | 28.0 | Thermostatic Mixing Valves | Enware |  |  | Benton's Plumbing Supplies | 1 |  |  |  |  | N | No | 2023-04-01 | 2022-09-05 | CDC Plumbing & Drainage | Kira Jackson
Enware Water Supply Management System: Thermostatic Mixing Valves | 1-y | #AST471 |  | CRPP | CRPP | PR1 | 1 | MA15-HAILAR 1 | Main Accommodation 15 (Hailar 1) | L1 | Level 01 | MA15-258 | Cell 58 | HYD | Hydraulics | 1 | CRPP-1-MA15-L1-HYD-26 | 013455 | Enware water supply management system | 7.0 | Hydraulic Services | 28.0 | Thermostatic Mixing Valves | Enware |  |  | Benton's Plumbing Supplies | 1 |  |  |  |  | N | No | 2023-04-01 | 2022-09-05 | CDC Plumbing & Drainage | Kira Jackson
Enware Water Supply Management System: Thermostatic Mixing Valves | 1-y | #AST472 |  | CRPP | CRPP | PR1 | 1 | MA15-HAILAR 1 | Main Accommodation 15 (Hailar 1) | L1 | Level 01 | MA15-259 | Cell 59 | HYD | Hydraulics | 1 | CRPP-1-MA15-L1-HYD-27 | 013456 | Enware water supply management system | 7.0 | Hydraulic Services | 28.0 | Thermostatic Mixing Valves | Enware |  |  | Benton's Plumbing Supplies | 1 |  |  |  |  | N | No | 2023-04-01 | 2022-09-05 | CDC Plumbing & Drainage | Kira Jackson
Enware Water Supply Management System: Thermostatic Mixing Valves | 1-y | #AST473 |  | CRPP | CRPP | PR1 | 1 | MA15-HAILAR 1 | Main Accommodation 15 (Hailar 1) | L1 | Level 01 | MA15-260 | Cell 60 | HYD | Hydraulics | 1 | CRPP-1-MA15-L1-HYD-28 | 013457 | Enware water supply management system | 7.0 | Hydraulic Services | 28.0 | Thermostatic Mixing Valves | Enware |  |  | Benton's Plumbing Supplies | 1 |  |  |  |  | N | No | 2023-04-01 | 2022-09-05 | CDC Plumbing & Drainage | Kira Jackson
Enware Water Supply Management System: Thermostatic Mixing Valves | 1-y | #AST474 |  | CRPP | CRPP | PR1 | 1 | MA15-HAILAR 1 | Main Accommodation 15 (Hailar 1) | L1 | Level 01 | MA15-261 | Cell 61 | HYD | Hydraulics | 1 | CRPP-1-MA15-L1-HYD-29 | 013458 | Enware water supply management system | 7.0 | Hydraulic Services | 28.0 | Thermostatic Mixing Valves | Enware |  |  | Benton's Plumbing Supplies | 1 |  |  |  |  | N | No | 2023-04-01 | 2022-09-05 | CDC Plumbing & Drainage | Kira Jackson
Enware Water Supply Management System: Thermostatic Mixing Valves | 1-y | #AST475 |  | CRPP | CRPP | PR1 | 1 | MA15-HAILAR 1 | Main Accommodation 15 (Hailar 1) | L1 | Level 01 | MA15-262 | Cell 62 | HYD | Hydraulics | 1 | CRPP-1-MA15-L1-HYD-30 | 013459 | Enware water supply management system | 7.0 | Hydraulic Services | 28.0 | Thermostatic Mixing Valves | Enware |  |  | Benton's Plumbing Supplies | 1 |  |  |  |  | N | No | 2023-04-01 | 2022-09-05 | CDC Plumbing & Drainage | Kira Jackson
Enware Water Supply Management System: Thermostatic Mixing Valves | 1-y | #AST476 |  | CRPP | CRPP | PR1 | 1 | MA15-HAILAR 1 | Main Accommodation 15 (Hailar 1) | L1 | Level 01 | MA15-263 | Cell 63 | HYD | Hydraulics | 1 | CRPP-1-MA15-L1-HYD-31 | 013460 | Enware water supply management system | 7.0 | Hydraulic Services | 28.0 | Thermostatic Mixing Valves | Enware |  |  | Benton's Plumbing Supplies | 1 |  |  |  |  | N | No | 2023-04-01 | 2022-09-05 | CDC Plumbing & Drainage | Kira Jackson
Enware Water Supply Management System: Thermostatic Mixing Valves | 1-y | #AST477 |  | CRPP | CRPP | PR1 | 1 | MA15-HAILAR 1 | Main Accommodation 15 (Hailar 1) | L1 | Level 01 | MA15-264 | Cell 64 | HYD | Hydraulics | 1 | CRPP-1-MA15-L1-HYD-32 | 013461 | Enware water supply management system | 7.0 | Hydraulic Services | 28.0 | Thermostatic Mixing Valves | Enware |  |  | Benton's Plumbing Supplies | 1 |  |  |  |  | N | No | 2023-04-01 | 2022-09-05 | CDC Plumbing & Drainage | Kira Jackson
Enware Water Supply Management System: Thermostatic Mixing Valves | 1-y | #AST478 |  | CRPP | CRPP | PR1 | 1 | MA15-HAILAR 1 | Main Accommodation 15 (Hailar 1) | L1 | Level 01 | MA15-265 | Cell 65 | HYD | Hydraulics | 1 | CRPP-1-MA15-L1-HYD-33 | 013462 | Enware water supply management system | 7.0 | Hydraulic Services | 28.0 | Thermostatic Mixing Valves | Enware |  |  | Benton's Plumbing Supplies | 1 |  |  |  |  | N | No | 2023-04-01 | 2022-09-05 | CDC Plumbing & Drainage | Kira Jackson
Enware Water Supply Management System: Thermostatic Mixing Valves | 1-y | #AST479 |  | CRPP | CRPP | PR1 | 1 | MA15-HAILAR 1 | Main Accommodation 15 (Hailar 1) | L1 | Level 01 | MA15-266 | Cell 66 | HYD | Hydraulics | 1 | CRPP-1-MA15-L1-HYD-34 | 013463 | Enware water supply management system | 7.0 | Hydraulic Services | 28.0 | Thermostatic Mixing Valves | Enware |  |  | Benton's Plumbing Supplies | 1 |  |  |  |  | N | No | 2023-04-01 | 2022-09-05 | CDC Plumbing & Drainage | Kira Jackson
Enware Water Supply Management System: Thermostatic Mixing Valves | 1-y | #AST480 |  | CRPP | CRPP | PR1 | 1 | MA15-HAILAR 1 | Main Accommodation 15 (Hailar 1) | L1 | Level 01 | MA15-267 | Cell 67 | HYD | Hydraulics | 1 | CRPP-1-MA15-L1-HYD-35 | 013464 | Enware water supply management system | 7.0 | Hydraulic Services | 28.0 | Thermostatic Mixing Valves | Enware |  |  | Benton's Plumbing Supplies | 1 |  |  |  |  | N | No | 2023-04-01 | 2022-09-05 | CDC Plumbing & Drainage | Kira Jackson
Enware Water Supply Management System: Thermostatic Mixing Valves | 1-y | #AST481 |  | CRPP | CRPP | PR1 | 1 | MA15-HAILAR 1 | Main Accommodation 15 (Hailar 1) | L1 | Level 01 | MA15-268 | Cell 68 | HYD | Hydraulics | 1 | CRPP-1-MA15-L1-HYD-36 | 013465 | Enware water supply management system | 7.0 | Hydraulic Services | 28.0 | Thermostatic Mixing Valves | Enware |  |  | Benton's Plumbing Supplies | 1 |  |  |  |  | N | No | 2023-04-01 | 2022-09-05 | CDC Plumbing & Drainage | Kira Jackson
Enware Water Supply Management System: Thermostatic Mixing Valves | 1-y | #AST482 |  | CRPP | CRPP | PR1 | 1 | MA15-HAILAR 1 | Main Accommodation 15 (Hailar 1) | L1 | Level 01 | MA15-269 | Cell 69 | HYD | Hydraulics | 1 | CRPP-1-MA15-L1-HYD-37 | 013466 | Enware water supply management system | 7.0 | Hydraulic Services | 28.0 | Thermostatic Mixing Valves | Enware |  |  | Benton's Plumbing Supplies | 1 |  |  |  |  | N | No | 2023-04-01 | 2022-09-05 | CDC Plumbing & Drainage | Kira Jackson
Enware Water Supply Management System: Thermostatic Mixing Valves | 1-y | #AST483 |  | CRPP | CRPP | PR1 | 1 | MA15-HAILAR 1 | Main Accommodation 15 (Hailar 1) | L1 | Level 01 | MA15-270 | Cell 70 | HYD | Hydraulics | 1 | CRPP-1-MA15-L1-HYD-38 | 013467 | Enware water supply management system | 7.0 | Hydraulic Services | 28.0 | Thermostatic Mixing Valves | Enware |  |  | Benton's Plumbing Supplies | 1 |  |  |  |  | N | No | 2023-04-01 | 2022-09-05 | CDC Plumbing & Drainage | Kira Jackson
Enware Water Supply Management System: Thermostatic Mixing Valves | 1-y | #AST484 |  | CRPP | CRPP | PR1 | 1 | MA15-HAILAR 1 | Main Accommodation 15 (Hailar 1) | L1 | Level 01 | MA15-271 | Cell 71 | HYD | Hydraulics | 1 | CRPP-1-MA15-L1-HYD-39 | 013468 | Enware water supply management system | 7.0 | Hydraulic Services | 28.0 | Thermostatic Mixing Valves | Enware |  |  | Benton's Plumbing Supplies | 1 |  |  |  |  | N | No | 2023-04-01 | 2022-09-05 | CDC Plumbing & Drainage | Kira Jackson
Enware Water Supply Management System: Thermostatic Mixing Valves | 1-y | #AST485 |  | CRPP | CRPP | PR1 | 1 | MA15-HAILAR 1 | Main Accommodation 15 (Hailar 1) | L1 | Level 01 | MA15-272 | Cell 72 | HYD | Hydraulics | 1 | CRPP-1-MA15-L1-HYD-40 | 013469 | Enware water supply management system | 7.0 | Hydraulic Services | 28.0 | Thermostatic Mixing Valves | Enware |  |  | Benton's Plumbing Supplies | 1 |  |  |  |  | N | No | 2023-04-01 | 2022-09-05 | CDC Plumbing & Drainage | Kira Jackson
Enware Water Supply Management System: Thermostatic Mixing Valves | 1-y | #AST601 |  | CRPP | CRPP | PR1 | 1 | MA03-BENNETTI 1 | Main Accommodation 03 (Bennetti 1) | GR | Ground | MA03-201 | Cell 1 | HYD | Hydraulics | 1 | CRPP-1-MA3-G-HYD-02 | 013838 | Enware water supply management system | 7.0 | Hydraulic Services | 28.0 | Thermostatic Mixing Valves | Enware |  |  | Benton's Plumbing Supplies | 1 |  |  |  |  | N | No | 2023-04-01 | 2022-09-05 | CDC Plumbing & Drainage | Kira Jackson
Enware Water Supply Management System: Thermostatic Mixing Valves | 1-y | #AST602 |  | CRPP | CRPP | PR1 | 1 | MA03-BENNETTI 1 | Main Accommodation 03 (Bennetti 1) | GR | Ground | MA03-202 | Cell 2 | HYD | Hydraulics | 1 | CRPP-1-MA3-G-HYD-03 | 013839 | Enware water supply management system | 7.0 | Hydraulic Services | 28.0 | Thermostatic Mixing Valves | Enware |  |  | Benton's Plumbing Supplies | 1 |  |  |  |  | N | No | 2023-04-01 | 2022-09-05 | CDC Plumbing & Drainage | Kira Jackson
Enware Water Supply Management System: Thermostatic Mixing Valves | 1-y | #AST603 |  | CRPP | CRPP | PR1 | 1 | MA03-BENNETTI 1 | Main Accommodation 03 (Bennetti 1) | GR | Ground | MA03-203 | Cell 3 | HYD | Hydraulics | 1 | CRPP-1-MA3-G-HYD-04 | 013747 | Enware water supply management system | 7.0 | Hydraulic Services | 28.0 | Thermostatic Mixing Valves | Enware |  |  | Benton's Plumbing Supplies | 1 |  |  |  |  | N | No | 2023-04-01 | 2022-09-05 | CDC Plumbing & Drainage | Kira Jackson
Enware Water Supply Management System: Thermostatic Mixing Valves | 1-y | #AST604 |  | CRPP | CRPP | PR1 | 1 | MA03-BENNETTI 1 | Main Accommodation 03 (Bennetti 1) | GR | Ground | MA03-204 | Cell 4 | HYD | Hydraulics | 1 | CRPP-1-MA3-G-HYD-05 | 013748 | Enware water supply management system | 7.0 | Hydraulic Services | 28.0 | Thermostatic Mixing Valves | Enware |  |  | Benton's Plumbing Supplies | 1 |  |  |  |  | N | No | 2023-04-01 | 2022-09-05 | CDC Plumbing & Drainage | Kira Jackson
Enware Water Supply Management System: Thermostatic Mixing Valves | 1-y | #AST605 |  | CRPP | CRPP | PR1 | 1 | MA03-BENNETTI 1 | Main Accommodation 03 (Bennetti 1) | GR | Ground | MA03-205 | Cell 5 | HYD | Hydraulics | 1 | CRPP-1-MA3-G-HYD-06 | 013749 | Enware water supply management system | 7.0 | Hydraulic Services | 28.0 | Thermostatic Mixing Valves | Enware |  |  | Benton's Plumbing Supplies | 1 |  |  |  |  | N | No | 2023-04-01 | 2022-09-05 | CDC Plumbing & Drainage | Kira Jackson
Enware Water Supply Management System: Thermostatic Mixing Valves | 1-y | #AST606 |  | CRPP | CRPP | PR1 | 1 | MA03-BENNETTI 1 | Main Accommodation 03 (Bennetti 1) | GR | Ground | MA03-206 | Cell 6 | HYD | Hydraulics | 1 | CRPP-1-MA3-G-HYD-07 | 013750 | Enware water supply management system | 7.0 | Hydraulic Services | 28.0 | Thermostatic Mixing Valves | Enware |  |  | Benton's Plumbing Supplies | 1 |  |  |  |  | N | No | 2023-04-01 | 2022-09-05 | CDC Plumbing & Drainage | Kira Jackson
Enware Water Supply Management System: Thermostatic Mixing Valves | 1-y | #AST607 |  | CRPP | CRPP | PR1 | 1 | MA03-BENNETTI 1 | Main Accommodation 03 (Bennetti 1) | GR | Ground | MA03-207 | Cell 7 | HYD | Hydraulics | 1 | CRPP-1-MA3-G-HYD-08 | 013751 | Enware water supply management system | 7.0 | Hydraulic Services | 28.0 | Thermostatic Mixing Valves | Enware |  |  | Benton's Plumbing Supplies | 1 |  |  |  |  | N | No | 2023-04-01 | 2022-09-05 | CDC Plumbing & Drainage | Kira Jackson
Enware Water Supply Management System: Thermostatic Mixing Valves | 1-y | #AST608 |  | CRPP | CRPP | PR1 | 1 | MA03-BENNETTI 1 | Main Accommodation 03 (Bennetti 1) | GR | Ground | MA03-208 | Cell 8 | HYD | Hydraulics | 1 | CRPP-1-MA3-G-HYD-09 | 013752 | Enware water supply management system | 7.0 | Hydraulic Services | 28.0 | Thermostatic Mixing Valves | Enware |  |  | Benton's Plumbing Supplies | 1 |  |  |  |  | N | No | 2023-04-01 | 2022-09-05 | CDC Plumbing & Drainage | Kira Jackson
Enware Water Supply Management System: Thermostatic Mixing Valves | 1-y | #AST609 |  | CRPP | CRPP | PR1 | 1 | MA03-BENNETTI 1 | Main Accommodation 03 (Bennetti 1) | GR | Ground | MA03-209 | Cell 9 | HYD | Hydraulics | 1 | CRPP-1-MA3-G-HYD-10 | 013753 | Enware water supply management system | 7.0 | Hydraulic Services | 28.0 | Thermostatic Mixing Valves | Enware |  |  | Benton's Plumbing Supplies | 1 |  |  |  |  | N | No | 2023-04-01 | 2022-09-05 | CDC Plumbing & Drainage | Kira Jackson
Enware Water Supply Management System: Thermostatic Mixing Valves | 1-y | #AST610 |  | CRPP | CRPP | PR1 | 1 | MA03-BENNETTI 1 | Main Accommodation 03 (Bennetti 1) | GR | Ground | MA03-210 | Cell 10 | HYD | Hydraulics | 1 | CRPP-1-MA3-G-HYD-11 | 013754 | Enware water supply management system | 7.0 | Hydraulic Services | 28.0 | Thermostatic Mixing Valves | Enware |  |  | Benton's Plumbing Supplies | 1 |  |  |  |  | N | No | 2023-04-01 | 2022-09-05 | CDC Plumbing & Drainage | Kira Jackson
Enware Water Supply Management System: Thermostatic Mixing Valves | 1-y | #AST611 |  | CRPP | CRPP | PR1 | 1 | MA03-BENNETTI 1 | Main Accommodation 03 (Bennetti 1) | GR | Ground | MA03-211 | Cell 11 | HYD | Hydraulics | 1 | CRPP-1-MA3-G-HYD-12 | 013755 | Enware water supply management system | 7.0 | Hydraulic Services | 28.0 | Thermostatic Mixing Valves | Enware |  |  | Benton's Plumbing Supplies | 1 |  |  |  |  | N | No | 2023-04-01 | 2022-09-05 | CDC Plumbing & Drainage | Kira Jackson
Enware Water Supply Management System: Thermostatic Mixing Valves | 1-y | #AST612 |  | CRPP | CRPP | PR1 | 1 | MA03-BENNETTI 1 | Main Accommodation 03 (Bennetti 1) | GR | Ground | MA03-212 | Cell 12 | HYD | Hydraulics | 1 | CRPP-1-MA3-G-HYD-13 | 013756 | Enware water supply management system | 7.0 | Hydraulic Services | 28.0 | Thermostatic Mixing Valves | Enware |  |  | Benton's Plumbing Supplies | 1 |  |  |  |  | N | No | 2023-04-01 | 2022-09-05 | CDC Plumbing & Drainage | Kira Jackson
Enware Water Supply Management System: Thermostatic Mixing Valves | 1-y | #AST613 |  | CRPP | CRPP | PR1 | 1 | MA03-BENNETTI 1 | Main Accommodation 03 (Bennetti 1) | GR | Ground | MA03-213 | Cell 13 | HYD | Hydraulics | 1 | CRPP-1-MA3-G-HYD-14 | 013757 | Enware water supply management system | 7.0 | Hydraulic Services | 28.0 | Thermostatic Mixing Valves | Enware |  |  | Benton's Plumbing Supplies | 1 |  |  |  |  | N | No | 2023-04-01 | 2022-09-05 | CDC Plumbing & Drainage | Kira Jackson
Enware Water Supply Management System: Thermostatic Mixing Valves | 1-y | #AST614 |  | CRPP | CRPP | PR1 | 1 | MA03-BENNETTI 1 | Main Accommodation 03 (Bennetti 1) | GR | Ground | MA03-214 | Cell 14 | HYD | Hydraulics | 1 | CRPP-1-MA3-G-HYD-15 | 013758 | Enware water supply management system | 7.0 | Hydraulic Services | 28.0 | Thermostatic Mixing Valves | Enware |  |  | Benton's Plumbing Supplies | 1 |  |  |  |  | N | No | 2023-04-01 | 2022-09-05 | CDC Plumbing & Drainage | Kira Jackson
Enware Water Supply Management System: Thermostatic Mixing Valves | 1-y | #AST615 |  | CRPP | CRPP | PR1 | 1 | MA03-BENNETTI 1 | Main Accommodation 03 (Bennetti 1) | GR | Ground | MA03-215 | Cell 15 | HYD | Hydraulics | 1 | CRPP-1-MA3-G-HYD-16 | 013759 | Enware water supply management system | 7.0 | Hydraulic Services | 28.0 | Thermostatic Mixing Valves | Enware |  |  | Benton's Plumbing Supplies | 1 |  |  |  |  | N | No | 2023-04-01 | 2022-09-05 | CDC Plumbing & Drainage | Kira Jackson
Enware Water Supply Management System: Thermostatic Mixing Valves | 1-y | #AST616 |  | CRPP | CRPP | PR1 | 1 | MA03-BENNETTI 1 | Main Accommodation 03 (Bennetti 1) | GR | Ground | MA03-216 | Cell 16 | HYD | Hydraulics | 1 | CRPP-1-MA3-G-HYD-17 | 013760 | Enware water supply management system | 7.0 | Hydraulic Services | 28.0 | Thermostatic Mixing Valves | Enware |  |  | Benton's Plumbing Supplies | 1 |  |  |  |  | N | No | 2023-04-01 | 2022-09-05 | CDC Plumbing & Drainage | Kira Jackson
Enware Water Supply Management System: Thermostatic Mixing Valves | 1-y | #AST617 |  | CRPP | CRPP | PR1 | 1 | MA03-BENNETTI 1 | Main Accommodation 03 (Bennetti 1) | GR | Ground | MA03-217 | Double Cell 17 | HYD | Hydraulics | 1 | CRPP-1-MA3-G-HYD-18 | 013761 | Enware water supply management system | 7.0 | Hydraulic Services | 28.0 | Thermostatic Mixing Valves | Enware |  |  | Benton's Plumbing Supplies | 1 |  |  |  |  | N | No | 2023-04-01 | 2022-09-05 | CDC Plumbing & Drainage | Kira Jackson
Enware Water Supply Management System: Thermostatic Mixing Valves | 1-y | #AST618 |  | CRPP | CRPP | PR1 | 1 | MA03-BENNETTI 1 | Main Accommodation 03 (Bennetti 1) | GR | Ground | MA03-218 | Cell 18 (Acc) | HYD | Hydraulics | 1 | CRPP-1-MA3-G-HYD-19 | 013762 | Enware water supply management system | 7.0 | Hydraulic Services | 28.0 | Thermostatic Mixing Valves | Enware |  |  | Benton's Plumbing Supplies | 1 |  |  |  |  | N | No | 2023-04-01 | 2022-09-05 | CDC Plumbing & Drainage | Kira Jackson
Enware Water Supply Management System: Thermostatic Mixing Valves | 1-y | #AST619 |  | CRPP | CRPP | PR1 | 1 | MA03-BENNETTI 1 | Main Accommodation 03 (Bennetti 1) | L1 | Level 01 | MA03-219 | Cell 19 | HYD | Hydraulics | 1 | CRPP-1-MA3-L1-HYD-05 | 013764 | Enware water supply management system | 7.0 | Hydraulic Services | 28.0 | Thermostatic Mixing Valves | Enware |  |  | Benton's Plumbing Supplies | 1 |  |  |  |  | N | No | 2023-04-01 | 2022-09-05 | CDC Plumbing & Drainage | Kira Jackson
Enware Water Supply Management System: Thermostatic Mixing Valves | 1-y | #AST620 |  | CRPP | CRPP | PR1 | 1 | MA03-BENNETTI 1 | Main Accommodation 03 (Bennetti 1) | L1 | Level 01 | MA03-220 | Cell 20 | HYD | Hydraulics | 1 | CRPP-1-MA3-L1-HYD-06 | 013765 | Enware water supply management system | 7.0 | Hydraulic Services | 28.0 | Thermostatic Mixing Valves | Enware |  |  | Benton's Plumbing Supplies | 1 |  |  |  |  | N | No | 2023-04-01 | 2022-09-05 | CDC Plumbing & Drainage | Kira Jackson
Enware Water Supply Management System: Thermostatic Mixing Valves | 1-y | #AST621 |  | CRPP | CRPP | PR1 | 1 | MA03-BENNETTI 1 | Main Accommodation 03 (Bennetti 1) | L1 | Level 01 | MA03-221 | Cell 21 | HYD | Hydraulics | 1 | CRPP-1-MA3-L1-HYD-07 | 013766 | Enware water supply management system | 7.0 | Hydraulic Services | 28.0 | Thermostatic Mixing Valves | Enware |  |  | Benton's Plumbing Supplies | 1 |  |  |  |  | N | No | 2023-04-01 | 2022-09-05 | CDC Plumbing & Drainage | Kira Jackson
Enware Water Supply Management System: Thermostatic Mixing Valves | 1-y | #AST622 |  | CRPP | CRPP | PR1 | 1 | MA03-BENNETTI 1 | Main Accommodation 03 (Bennetti 1) | L1 | Level 01 | MA03-222 | Cell 22 | HYD | Hydraulics | 1 | CRPP-1-MA3-L1-HYD-08 | 013767 | Enware water supply management system | 7.0 | Hydraulic Services | 28.0 | Thermostatic Mixing Valves | Enware |  |  | Benton's Plumbing Supplies | 1 |  |  |  |  | N | No | 2023-04-01 | 2022-09-05 | CDC Plumbing & Drainage | Kira Jackson
Enware Water Supply Management System: Thermostatic Mixing Valves | 1-y | #AST623 |  | CRPP | CRPP | PR1 | 1 | MA03-BENNETTI 1 | Main Accommodation 03 (Bennetti 1) | L1 | Level 01 | MA03-223 | Cell 23 | HYD | Hydraulics | 1 | CRPP-1-MA3-L1-HYD-09 | 013768 | Enware water supply management system | 7.0 | Hydraulic Services | 28.0 | Thermostatic Mixing Valves | Enware |  |  | Benton's Plumbing Supplies | 1 |  |  |  |  | N | No | 2023-04-01 | 2022-09-05 | CDC Plumbing & Drainage | Kira Jackson
Enware Water Supply Management System: Thermostatic Mixing Valves | 1-y | #AST624 |  | CRPP | CRPP | PR1 | 1 | MA03-BENNETTI 1 | Main Accommodation 03 (Bennetti 1) | L1 | Level 01 | MA03-224 | Cell 24 | HYD | Hydraulics | 1 | CRPP-1-MA3-L1-HYD-10 | 013769 | Enware water supply management system | 7.0 | Hydraulic Services | 28.0 | Thermostatic Mixing Valves | Enware |  |  | Benton's Plumbing Supplies | 1 |  |  |  |  | N | No | 2023-04-01 | 2022-09-05 | CDC Plumbing & Drainage | Kira Jackson
Enware Water Supply Management System: Thermostatic Mixing Valves | 1-y | #AST625 |  | CRPP | CRPP | PR1 | 1 | MA03-BENNETTI 1 | Main Accommodation 03 (Bennetti 1) | L1 | Level 01 | MA03-225 | Cell 25 | HYD | Hydraulics | 1 | CRPP-1-MA3-L1-HYD-11 | 013770 | Enware water supply management system | 7.0 | Hydraulic Services | 28.0 | Thermostatic Mixing Valves | Enware |  |  | Benton's Plumbing Supplies | 1 |  |  |  |  | N | No | 2023-04-01 | 2022-09-05 | CDC Plumbing & Drainage | Kira Jackson
Enware Water Supply Management System: Thermostatic Mixing Valves | 1-y | #AST626 |  | CRPP | CRPP | PR1 | 1 | MA03-BENNETTI 1 | Main Accommodation 03 (Bennetti 1) | L1 | Level 01 | MA03-226 | Cell 26 | HYD | Hydraulics | 1 | CRPP-1-MA3-L1-HYD-12 | 013771 | Enware water supply management system | 7.0 | Hydraulic Services | 28.0 | Thermostatic Mixing Valves | Enware |  |  | Benton's Plumbing Supplies | 1 |  |  |  |  | N | No | 2023-04-01 | 2022-09-05 | CDC Plumbing & Drainage | Kira Jackson
Enware Water Supply Management System: Thermostatic Mixing Valves | 1-y | #AST627 |  | CRPP | CRPP | PR1 | 1 | MA03-BENNETTI 1 | Main Accommodation 03 (Bennetti 1) | L1 | Level 01 | MA03-227 | Cell 27 | HYD | Hydraulics | 1 | CRPP-1-MA3-L1-HYD-13 | 013772 | Enware water supply management system | 7.0 | Hydraulic Services | 28.0 | Thermostatic Mixing Valves | Enware |  |  | Benton's Plumbing Supplies | 1 |  |  |  |  | N | No | 2023-04-01 | 2022-09-05 | CDC Plumbing & Drainage | Kira Jackson
Enware Water Supply Management System: Thermostatic Mixing Valves | 1-y | #AST628 |  | CRPP | CRPP | PR1 | 1 | MA03-BENNETTI 1 | Main Accommodation 03 (Bennetti 1) | L1 | Level 01 | MA03-228 | Cell 28 | HYD | Hydraulics | 1 | CRPP-1-MA3-L1-HYD-14 | 013773 | Enware water supply management system | 7.0 | Hydraulic Services | 28.0 | Thermostatic Mixing Valves | Enware |  |  | Benton's Plumbing Supplies | 1 |  |  |  |  | N | No | 2023-04-01 | 2022-09-05 | CDC Plumbing & Drainage | Kira Jackson
Enware Water Supply Management System: Thermostatic Mixing Valves | 1-y | #AST629 |  | CRPP | CRPP | PR1 | 1 | MA03-BENNETTI 1 | Main Accommodation 03 (Bennetti 1) | L1 | Level 01 | MA03-229 | Cell 29 | HYD | Hydraulics | 1 | CRPP-1-MA3-L1-HYD-15 | 013774 | Enware water supply management system | 7.0 | Hydraulic Services | 28.0 | Thermostatic Mixing Valves | Enware |  |  | Benton's Plumbing Supplies | 1 |  |  |  |  | N | No | 2023-04-01 | 2022-09-05 | CDC Plumbing & Drainage | Kira Jackson
Enware Water Supply Management System: Thermostatic Mixing Valves | 1-y | #AST630 |  | CRPP | CRPP | PR1 | 1 | MA03-BENNETTI 1 | Main Accommodation 03 (Bennetti 1) | L1 | Level 01 | MA03-230 | Cell 30 | HYD | Hydraulics | 1 | CRPP-1-MA3-L1-HYD-16 | 013775 | Enware water supply management system | 7.0 | Hydraulic Services | 28.0 | Thermostatic Mixing Valves | Enware |  |  | Benton's Plumbing Supplies | 1 |  |  |  |  | N | No | 2023-04-01 | 2022-09-05 | CDC Plumbing & Drainage | Kira Jackson
Enware Water Supply Management System: Thermostatic Mixing Valves | 1-y | #AST631 |  | CRPP | CRPP | PR1 | 1 | MA03-BENNETTI 1 | Main Accommodation 03 (Bennetti 1) | L1 | Level 01 | MA03-231 | Cell 31 | HYD | Hydraulics | 1 | CRPP-1-MA3-L1-HYD-17 | 013776 | Enware water supply management system | 7.0 | Hydraulic Services | 28.0 | Thermostatic Mixing Valves | Enware |  |  | Benton's Plumbing Supplies | 1 |  |  |  |  | N | No | 2023-04-01 | 2022-09-05 | CDC Plumbing & Drainage | Kira Jackson
Enware Water Supply Management System: Thermostatic Mixing Valves | 1-y | #AST632 |  | CRPP | CRPP | PR1 | 1 | MA03-BENNETTI 1 | Main Accommodation 03 (Bennetti 1) | L1 | Level 01 | MA03-232 | Cell 32 | HYD | Hydraulics | 1 | CRPP-1-MA3-L1-HYD-18 | 013777 | Enware water supply management system | 7.0 | Hydraulic Services | 28.0 | Thermostatic Mixing Valves | Enware |  |  | Benton's Plumbing Supplies | 1 |  |  |  |  | N | No | 2023-04-01 | 2022-09-05 | CDC Plumbing & Drainage | Kira Jackson
Enware Water Supply Management System: Thermostatic Mixing Valves | 1-y | #AST633 |  | CRPP | CRPP | PR1 | 1 | MA03-BENNETTI 1 | Main Accommodation 03 (Bennetti 1) | L1 | Level 01 | MA03-233 | Cell 33 | HYD | Hydraulics | 1 | CRPP-1-MA3-L1-HYD-19 | 013778 | Enware water supply management system | 7.0 | Hydraulic Services | 28.0 | Thermostatic Mixing Valves | Enware |  |  | Benton's Plumbing Supplies | 1 |  |  |  |  | N | No | 2023-04-01 | 2022-09-05 | CDC Plumbing & Drainage | Kira Jackson
Enware Water Supply Management System: Thermostatic Mixing Valves | 1-y | #AST634 |  | CRPP | CRPP | PR1 | 1 | MA03-BENNETTI 1 | Main Accommodation 03 (Bennetti 1) | L1 | Level 01 | MA03-234 | Cell 34 | HYD | Hydraulics | 1 | CRPP-1-MA3-L1-HYD-20 | 013779 | Enware water supply management system | 7.0 | Hydraulic Services | 28.0 | Thermostatic Mixing Valves | Enware |  |  | Benton's Plumbing Supplies | 1 |  |  |  |  | N | No | 2023-04-01 | 2022-09-05 | CDC Plumbing & Drainage | Kira Jackson
Enware Water Supply Management System: Thermostatic Mixing Valves | 1-y | #AST635 |  | CRPP | CRPP | PR1 | 1 | MA03-BENNETTI 1 | Main Accommodation 03 (Bennetti 1) | L1 | Level 01 | MA03-235 | Double Cell 35 | HYD | Hydraulics | 1 | CRPP-1-MA3-L1-HYD-21 | 013780 | Enware water supply management system | 7.0 | Hydraulic Services | 28.0 | Thermostatic Mixing Valves | Enware |  |  | Benton's Plumbing Supplies | 1 |  |  |  |  | N | No | 2023-04-01 | 2022-09-05 | CDC Plumbing & Drainage | Kira Jackson
Enware Water Supply Management System: Thermostatic Mixing Valves | 1-y | #AST636 |  | CRPP | CRPP | PR1 | 1 | MA03-BENNETTI 1 | Main Accommodation 03 (Bennetti 1) | L1 | Level 01 | MA03-236 | Double Cell 36 | HYD | Hydraulics | 1 | CRPP-1-MA3-L1-HYD-22 | 013781 | Enware water supply management system | 7.0 | Hydraulic Services | 28.0 | Thermostatic Mixing Valves | Enware |  |  | Benton's Plumbing Supplies | 1 |  |  |  |  | N | No | 2023-04-01 | 2022-09-05 | CDC Plumbing & Drainage | Kira Jackson
Enware Water Supply Management System: Thermostatic Mixing Valves | 1-y | #AST637 |  | CRPP | CRPP | PR1 | 1 | MA03-BENNETTI 1 | Main Accommodation 03 (Bennetti 1) | GR | Ground | MA03-237 | Cell 37 (Acc) | HYD | Hydraulics | 1 | CRPP-1-MA3-G-HYD-20 | 013789 | Enware water supply management system | 7.0 | Hydraulic Services | 28.0 | Thermostatic Mixing Valves | Enware |  |  | Benton's Plumbing Supplies | 1 |  |  |  |  | N | No | 2023-04-01 | 2022-09-05 | CDC Plumbing & Drainage | Kira Jackson
Enware Water Supply Management System: Thermostatic Mixing Valves | 1-y | #AST638 |  | CRPP | CRPP | PR1 | 1 | MA03-BENNETTI 1 | Main Accommodation 03 (Bennetti 1) | GR | Ground | MA03-238 | Double Cell 38 | HYD | Hydraulics | 1 | CRPP-1-MA3-G-HYD-21 | 013790 | Enware water supply management system | 7.0 | Hydraulic Services | 28.0 | Thermostatic Mixing Valves | Enware |  |  | Benton's Plumbing Supplies | 1 |  |  |  |  | N | No | 2023-04-01 | 2022-09-05 | CDC Plumbing & Drainage | Kira Jackson
Enware Water Supply Management System: Thermostatic Mixing Valves | 1-y | #AST639 |  | CRPP | CRPP | PR1 | 1 | MA03-BENNETTI 1 | Main Accommodation 03 (Bennetti 1) | GR | Ground | MA03-239 | Cell 39 | HYD | Hydraulics | 1 | CRPP-1-MA3-G-HYD-22 | 013791 | Enware water supply management system | 7.0 | Hydraulic Services | 28.0 | Thermostatic Mixing Valves | Enware |  |  | Benton's Plumbing Supplies | 1 |  |  |  |  | N | No | 2023-04-01 | 2022-09-05 | CDC Plumbing & Drainage | Kira Jackson
Enware Water Supply Management System: Thermostatic Mixing Valves | 1-y | #AST640 |  | CRPP | CRPP | PR1 | 1 | MA03-BENNETTI 1 | Main Accommodation 03 (Bennetti 1) | GR | Ground | MA03-240 | Cell 40 | HYD | Hydraulics | 1 | CRPP-1-MA3-G-HYD-23 | 013792 | Enware water supply management system | 7.0 | Hydraulic Services | 28.0 | Thermostatic Mixing Valves | Enware |  |  | Benton's Plumbing Supplies | 1 |  |  |  |  | N | No | 2023-04-01 | 2022-09-05 | CDC Plumbing & Drainage | Kira Jackson
Enware Water Supply Management System: Thermostatic Mixing Valves | 1-y | #AST641 |  | CRPP | CRPP | PR1 | 1 | MA03-BENNETTI 1 | Main Accommodation 03 (Bennetti 1) | GR | Ground | MA03-241 | Cell 41 | HYD | Hydraulics | 1 | CRPP-1-MA3-G-HYD-24 | 013793 | Enware water supply management system | 7.0 | Hydraulic Services | 28.0 | Thermostatic Mixing Valves | Enware |  |  | Benton's Plumbing Supplies | 1 |  |  |  |  | N | No | 2023-04-01 | 2022-09-05 | CDC Plumbing & Drainage | Kira Jackson
Enware Water Supply Management System: Thermostatic Mixing Valves | 1-y | #AST642 |  | CRPP | CRPP | PR1 | 1 | MA03-BENNETTI 1 | Main Accommodation 03 (Bennetti 1) | GR | Ground | MA03-242 | Cell 42 | HYD | Hydraulics | 1 | CRPP-1-MA3-G-HYD-25 | 013794 | Enware water supply management system | 7.0 | Hydraulic Services | 28.0 | Thermostatic Mixing Valves | Enware |  |  | Benton's Plumbing Supplies | 1 |  |  |  |  | N | No | 2023-04-01 | 2022-09-05 | CDC Plumbing & Drainage | Kira Jackson
Enware Water Supply Management System: Thermostatic Mixing Valves | 1-y | #AST643 |  | CRPP | CRPP | PR1 | 1 | MA03-BENNETTI 1 | Main Accommodation 03 (Bennetti 1) | GR | Ground | MA03-243 | Cell 43 | HYD | Hydraulics | 1 | CRPP-1-MA3-G-HYD-26 | 013795 | Enware water supply management system | 7.0 | Hydraulic Services | 28.0 | Thermostatic Mixing Valves | Enware |  |  | Benton's Plumbing Supplies | 1 |  |  |  |  | N | No | 2023-04-01 | 2022-09-05 | CDC Plumbing & Drainage | Kira Jackson
Enware Water Supply Management System: Thermostatic Mixing Valves | 1-y | #AST644 |  | CRPP | CRPP | PR1 | 1 | MA03-BENNETTI 1 | Main Accommodation 03 (Bennetti 1) | GR | Ground | MA03-244 | Cell 44 | HYD | Hydraulics | 1 | CRPP-1-MA3-G-HYD-27 | 013796 | Enware water supply management system | 7.0 | Hydraulic Services | 28.0 | Thermostatic Mixing Valves | Enware |  |  | Benton's Plumbing Supplies | 1 |  |  |  |  | N | No | 2023-04-01 | 2022-09-05 | CDC Plumbing & Drainage | Kira Jackson
Enware Water Supply Management System: Thermostatic Mixing Valves | 1-y | #AST645 |  | CRPP | CRPP | PR1 | 1 | MA03-BENNETTI 1 | Main Accommodation 03 (Bennetti 1) | GR | Ground | MA03-245 | Cell 45 | HYD | Hydraulics | 1 | CRPP-1-MA3-G-HYD-28 | 013797 | Enware water supply management system | 7.0 | Hydraulic Services | 28.0 | Thermostatic Mixing Valves | Enware |  |  | Benton's Plumbing Supplies | 1 |  |  |  |  | N | No | 2023-04-01 | 2022-09-05 | CDC Plumbing & Drainage | Kira Jackson
Enware Water Supply Management System: Thermostatic Mixing Valves | 1-y | #AST646 |  | CRPP | CRPP | PR1 | 1 | MA03-BENNETTI 1 | Main Accommodation 03 (Bennetti 1) | GR | Ground | MA03-246 | Cell 46 | HYD | Hydraulics | 1 | CRPP-1-MA3-G-HYD-29 | 013798 | Enware water supply management system | 7.0 | Hydraulic Services | 28.0 | Thermostatic Mixing Valves | Enware |  |  | Benton's Plumbing Supplies | 1 |  |  |  |  | N | No | 2023-04-01 | 2022-09-05 | CDC Plumbing & Drainage | Kira Jackson
Enware Water Supply Management System: Thermostatic Mixing Valves | 1-y | #AST647 |  | CRPP | CRPP | PR1 | 1 | MA03-BENNETTI 1 | Main Accommodation 03 (Bennetti 1) | GR | Ground | MA03-247 | Cell 47 | HYD | Hydraulics | 1 | CRPP-1-MA3-G-HYD-30 | 013799 | Enware water supply management system | 7.0 | Hydraulic Services | 28.0 | Thermostatic Mixing Valves | Enware |  |  | Benton's Plumbing Supplies | 1 |  |  |  |  | N | No | 2023-04-01 | 2022-09-05 | CDC Plumbing & Drainage | Kira Jackson
Enware Water Supply Management System: Thermostatic Mixing Valves | 1-y | #AST648 |  | CRPP | CRPP | PR1 | 1 | MA03-BENNETTI 1 | Main Accommodation 03 (Bennetti 1) | GR | Ground | MA03-248 | Cell 48 | HYD | Hydraulics | 1 | CRPP-1-MA3-G-HYD-31 | 013800 | Enware water supply management system | 7.0 | Hydraulic Services | 28.0 | Thermostatic Mixing Valves | Enware |  |  | Benton's Plumbing Supplies | 1 |  |  |  |  | N | No | 2023-04-01 | 2022-09-05 | CDC Plumbing & Drainage | Kira Jackson
Enware Water Supply Management System: Thermostatic Mixing Valves | 1-y | #AST649 |  | CRPP | CRPP | PR1 | 1 | MA03-BENNETTI 1 | Main Accommodation 03 (Bennetti 1) | GR | Ground | MA03-249 | Cell 49 | HYD | Hydraulics | 1 | CRPP-1-MA3-G-HYD-32 | 013801 | Enware water supply management system | 7.0 | Hydraulic Services | 28.0 | Thermostatic Mixing Valves | Enware |  |  | Benton's Plumbing Supplies | 1 |  |  |  |  | N | No | 2023-04-01 | 2022-09-05 | CDC Plumbing & Drainage | Kira Jackson
Enware Water Supply Management System: Thermostatic Mixing Valves | 1-y | #AST650 |  | CRPP | CRPP | PR1 | 1 | MA03-BENNETTI 1 | Main Accommodation 03 (Bennetti 1) | GR | Ground | MA03-250 | Cell 50 | HYD | Hydraulics | 1 | CRPP-1-MA3-G-HYD-33 | 013802 | Enware water supply management system | 7.0 | Hydraulic Services | 28.0 | Thermostatic Mixing Valves | Enware |  |  | Benton's Plumbing Supplies | 1 |  |  |  |  | N | No | 2023-04-01 | 2022-09-05 | CDC Plumbing & Drainage | Kira Jackson
Enware Water Supply Management System: Thermostatic Mixing Valves | 1-y | #AST651 |  | CRPP | CRPP | PR1 | 1 | MA03-BENNETTI 1 | Main Accommodation 03 (Bennetti 1) | GR | Ground | MA03-251 | Cell 51 | HYD | Hydraulics | 1 | CRPP-1-MA3-G-HYD-34 | 013803 | Enware water supply management system | 7.0 | Hydraulic Services | 28.0 | Thermostatic Mixing Valves | Enware |  |  | Benton's Plumbing Supplies | 1 |  |  |  |  | N | No | 2023-04-01 | 2022-09-05 | CDC Plumbing & Drainage | Kira Jackson
Enware Water Supply Management System: Thermostatic Mixing Valves | 1-y | #AST652 |  | CRPP | CRPP | PR1 | 1 | MA03-BENNETTI 1 | Main Accommodation 03 (Bennetti 1) | GR | Ground | MA03-252 | Cell 52 | HYD | Hydraulics | 1 | CRPP-1-MA3-G-HYD-35 | 013804 | Enware water supply management system | 7.0 | Hydraulic Services | 28.0 | Thermostatic Mixing Valves | Enware |  |  | Benton's Plumbing Supplies | 1 |  |  |  |  | N | No | 2023-04-01 | 2022-09-05 | CDC Plumbing & Drainage | Kira Jackson
Enware Water Supply Management System: Thermostatic Mixing Valves | 1-y | #AST653 |  | CRPP | CRPP | PR1 | 1 | MA03-BENNETTI 1 | Main Accommodation 03 (Bennetti 1) | GR | Ground | MA03-253 | Cell 53 | HYD | Hydraulics | 1 | CRPP-1-MA3-G-HYD-36 | 013805 | Enware water supply management system | 7.0 | Hydraulic Services | 28.0 | Thermostatic Mixing Valves | Enware |  |  | Benton's Plumbing Supplies | 1 |  |  |  |  | N | No | 2023-04-01 | 2022-09-05 | CDC Plumbing & Drainage | Kira Jackson
Enware Water Supply Management System: Thermostatic Mixing Valves | 1-y | #AST654 |  | CRPP | CRPP | PR1 | 1 | MA03-BENNETTI 1 | Main Accommodation 03 (Bennetti 1) | GR | Ground | MA03-254 | Cell 54 | HYD | Hydraulics | 1 | CRPP-1-MA3-G-HYD-37 | 013806 | Enware water supply management system | 7.0 | Hydraulic Services | 28.0 | Thermostatic Mixing Valves | Enware |  |  | Benton's Plumbing Supplies | 1 |  |  |  |  | N | No | 2023-04-01 | 2022-09-05 | CDC Plumbing & Drainage | Kira Jackson
Enware Water Supply Management System: Thermostatic Mixing Valves | 1-y | #AST655 |  | CRPP | CRPP | PR1 | 1 | MA03-BENNETTI 1 | Main Accommodation 03 (Bennetti 1) | L1 | Level 01 | MA03-255 | Double Cell 55 | HYD | Hydraulics | 1 | CRPP-1-MA3-L1-HYD-23 | 013809 | Enware water supply management system | 7.0 | Hydraulic Services | 28.0 | Thermostatic Mixing Valves | Enware |  |  | Benton's Plumbing Supplies | 1 |  |  |  |  | N | No | 2023-04-01 | 2022-09-05 | CDC Plumbing & Drainage | Kira Jackson
Enware Water Supply Management System: Thermostatic Mixing Valves | 1-y | #AST656 |  | CRPP | CRPP | PR1 | 1 | MA03-BENNETTI 1 | Main Accommodation 03 (Bennetti 1) | L1 | Level 01 | MA03-256 | Double Cell 56 | HYD | Hydraulics | 1 | CRPP-1-MA3-L1-HYD-24 | 013810 | Enware water supply management system | 7.0 | Hydraulic Services | 28.0 | Thermostatic Mixing Valves | Enware |  |  | Benton's Plumbing Supplies | 1 |  |  |  |  | N | No | 2023-04-01 | 2022-09-05 | CDC Plumbing & Drainage | Kira Jackson
Enware Water Supply Management System: Thermostatic Mixing Valves | 1-y | #AST657 |  | CRPP | CRPP | PR1 | 1 | MA03-BENNETTI 1 | Main Accommodation 03 (Bennetti 1) | L1 | Level 01 | MA03-257 | Cell 57 | HYD | Hydraulics | 1 | CRPP-1-MA3-L1-HYD-25 | 013811 | Enware water supply management system | 7.0 | Hydraulic Services | 28.0 | Thermostatic Mixing Valves | Enware |  |  | Benton's Plumbing Supplies | 1 |  |  |  |  | N | No | 2023-04-01 | 2022-09-05 | CDC Plumbing & Drainage | Kira Jackson
Enware Water Supply Management System: Thermostatic Mixing Valves | 1-y | #AST658 |  | CRPP | CRPP | PR1 | 1 | MA03-BENNETTI 1 | Main Accommodation 03 (Bennetti 1) | L1 | Level 01 | MA03-258 | Cell 58 | HYD | Hydraulics | 1 | CRPP-1-MA3-L1-HYD-26 | 013812 | Enware water supply management system | 7.0 | Hydraulic Services | 28.0 | Thermostatic Mixing Valves | Enware |  |  | Benton's Plumbing Supplies | 1 |  |  |  |  | N | No | 2023-04-01 | 2022-09-05 | CDC Plumbing & Drainage | Kira Jackson
Enware Water Supply Management System: Thermostatic Mixing Valves | 1-y | #AST659 |  | CRPP | CRPP | PR1 | 1 | MA03-BENNETTI 1 | Main Accommodation 03 (Bennetti 1) | L1 | Level 01 | MA03-259 | Cell 59 | HYD | Hydraulics | 1 | CRPP-1-MA3-L1-HYD-27 | 013813 | Enware water supply management system | 7.0 | Hydraulic Services | 28.0 | Thermostatic Mixing Valves | Enware |  |  | Benton's Plumbing Supplies | 1 |  |  |  |  | N | No | 2023-04-01 | 2022-09-05 | CDC Plumbing & Drainage | Kira Jackson
Enware Water Supply Management System: Thermostatic Mixing Valves | 1-y | #AST660 |  | CRPP | CRPP | PR1 | 1 | MA03-BENNETTI 1 | Main Accommodation 03 (Bennetti 1) | L1 | Level 01 | MA03-260 | Cell 60 | HYD | Hydraulics | 1 | CRPP-1-MA3-L1-HYD-28 | 013814 | Enware water supply management system | 7.0 | Hydraulic Services | 28.0 | Thermostatic Mixing Valves | Enware |  |  | Benton's Plumbing Supplies | 1 |  |  |  |  | N | No | 2023-04-01 | 2022-09-05 | CDC Plumbing & Drainage | Kira Jackson
Enware Water Supply Management System: Thermostatic Mixing Valves | 1-y | #AST661 |  | CRPP | CRPP | PR1 | 1 | MA03-BENNETTI 1 | Main Accommodation 03 (Bennetti 1) | L1 | Level 01 | MA03-261 | Cell 61 | HYD | Hydraulics | 1 | CRPP-1-MA3-L1-HYD-29 | 013815 | Enware water supply management system | 7.0 | Hydraulic Services | 28.0 | Thermostatic Mixing Valves | Enware |  |  | Benton's Plumbing Supplies | 1 |  |  |  |  | N | No | 2023-04-01 | 2022-09-05 | CDC Plumbing & Drainage | Kira Jackson
Enware Water Supply Management System: Thermostatic Mixing Valves | 1-y | #AST662 |  | CRPP | CRPP | PR1 | 1 | MA03-BENNETTI 1 | Main Accommodation 03 (Bennetti 1) | L1 | Level 01 | MA03-262 | Cell 62 | HYD | Hydraulics | 1 | CRPP-1-MA3-L1-HYD-30 | 013816 | Enware water supply management system | 7.0 | Hydraulic Services | 28.0 | Thermostatic Mixing Valves | Enware |  |  | Benton's Plumbing Supplies | 1 |  |  |  |  | N | No | 2023-04-01 | 2022-09-05 | CDC Plumbing & Drainage | Kira Jackson
Enware Water Supply Management System: Thermostatic Mixing Valves | 1-y | #AST663 |  | CRPP | CRPP | PR1 | 1 | MA03-BENNETTI 1 | Main Accommodation 03 (Bennetti 1) | L1 | Level 01 | MA03-263 | Cell 63 | HYD | Hydraulics | 1 | CRPP-1-MA3-L1-HYD-31 | 013817 | Enware water supply management system | 7.0 | Hydraulic Services | 28.0 | Thermostatic Mixing Valves | Enware |  |  | Benton's Plumbing Supplies | 1 |  |  |  |  | N | No | 2023-04-01 | 2022-09-05 | CDC Plumbing & Drainage | Kira Jackson
Enware Water Supply Management System: Thermostatic Mixing Valves | 1-y | #AST664 |  | CRPP | CRPP | PR1 | 1 | MA03-BENNETTI 1 | Main Accommodation 03 (Bennetti 1) | L1 | Level 01 | MA03-264 | Cell 64 | HYD | Hydraulics | 1 | CRPP-1-MA3-L1-HYD-32 | 013818 | Enware water supply management system | 7.0 | Hydraulic Services | 28.0 | Thermostatic Mixing Valves | Enware |  |  | Benton's Plumbing Supplies | 1 |  |  |  |  | N | No | 2023-04-01 | 2022-09-05 | CDC Plumbing & Drainage | Kira Jackson
Enware Water Supply Management System: Thermostatic Mixing Valves | 1-y | #AST665 |  | CRPP | CRPP | PR1 | 1 | MA03-BENNETTI 1 | Main Accommodation 03 (Bennetti 1) | L1 | Level 01 | MA03-265 | Cell 65 | HYD | Hydraulics | 1 | CRPP-1-MA3-L1-HYD-33 | 013819 | Enware water supply management system | 7.0 | Hydraulic Services | 28.0 | Thermostatic Mixing Valves | Enware |  |  | Benton's Plumbing Supplies | 1 |  |  |  |  | N | No | 2023-04-01 | 2022-09-05 | CDC Plumbing & Drainage | Kira Jackson
Enware Water Supply Management System: Thermostatic Mixing Valves | 1-y | #AST666 |  | CRPP | CRPP | PR1 | 1 | MA03-BENNETTI 1 | Main Accommodation 03 (Bennetti 1) | L1 | Level 01 | MA03-266 | Cell 66 | HYD | Hydraulics | 1 | CRPP-1-MA3-L1-HYD-34 | 013820 | Enware water supply management system | 7.0 | Hydraulic Services | 28.0 | Thermostatic Mixing Valves | Enware |  |  | Benton's Plumbing Supplies | 1 |  |  |  |  | N | No | 2023-04-01 | 2022-09-05 | CDC Plumbing & Drainage | Kira Jackson
Enware Water Supply Management System: Thermostatic Mixing Valves | 1-y | #AST667 |  | CRPP | CRPP | PR1 | 1 | MA03-BENNETTI 1 | Main Accommodation 03 (Bennetti 1) | L1 | Level 01 | MA03-267 | Cell 67 | HYD | Hydraulics | 1 | CRPP-1-MA3-L1-HYD-35 | 013821 | Enware water supply management system | 7.0 | Hydraulic Services | 28.0 | Thermostatic Mixing Valves | Enware |  |  | Benton's Plumbing Supplies | 1 |  |  |  |  | N | No | 2023-04-01 | 2022-09-05 | CDC Plumbing & Drainage | Kira Jackson
Enware Water Supply Management System: Thermostatic Mixing Valves | 1-y | #AST668 |  | CRPP | CRPP | PR1 | 1 | MA03-BENNETTI 1 | Main Accommodation 03 (Bennetti 1) | L1 | Level 01 | MA03-268 | Cell 68 | HYD | Hydraulics | 1 | CRPP-1-MA3-L1-HYD-36 | 013822 | Enware water supply management system | 7.0 | Hydraulic Services | 28.0 | Thermostatic Mixing Valves | Enware |  |  | Benton's Plumbing Supplies | 1 |  |  |  |  | N | No | 2023-04-01 | 2022-09-05 | CDC Plumbing & Drainage | Kira Jackson
Enware Water Supply Management System: Thermostatic Mixing Valves | 1-y | #AST669 |  | CRPP | CRPP | PR1 | 1 | MA03-BENNETTI 1 | Main Accommodation 03 (Bennetti 1) | L1 | Level 01 | MA03-269 | Cell 69 | HYD | Hydraulics | 1 | CRPP-1-MA3-L1-HYD-37 | 013823 | Enware water supply management system | 7.0 | Hydraulic Services | 28.0 | Thermostatic Mixing Valves | Enware |  |  | Benton's Plumbing Supplies | 1 |  |  |  |  | N | No | 2023-04-01 | 2022-09-05 | CDC Plumbing & Drainage | Kira Jackson
Enware Water Supply Management System: Thermostatic Mixing Valves | 1-y | #AST670 |  | CRPP | CRPP | PR1 | 1 | MA03-BENNETTI 1 | Main Accommodation 03 (Bennetti 1) | L1 | Level 01 | MA03-270 | Cell 70 | HYD | Hydraulics | 1 | CRPP-1-MA3-L1-HYD-38 | 013824 | Enware water supply management system | 7.0 | Hydraulic Services | 28.0 | Thermostatic Mixing Valves | Enware |  |  | Benton's Plumbing Supplies | 1 |  |  |  |  | N | No | 2023-04-01 | 2022-09-05 | CDC Plumbing & Drainage | Kira Jackson
Enware Water Supply Management System: Thermostatic Mixing Valves | 1-y | #AST671 |  | CRPP | CRPP | PR1 | 1 | MA03-BENNETTI 1 | Main Accommodation 03 (Bennetti 1) | L1 | Level 01 | MA03-271 | Cell 71 | HYD | Hydraulics | 1 | CRPP-1-MA3-L1-HYD-39 | 013825 | Enware water supply management system | 7.0 | Hydraulic Services | 28.0 | Thermostatic Mixing Valves | Enware |  |  | Benton's Plumbing Supplies | 1 |  |  |  |  | N | No | 2023-04-01 | 2022-09-05 | CDC Plumbing & Drainage | Kira Jackson
Enware Water Supply Management System: Thermostatic Mixing Valves | 1-y | #AST672 |  | CRPP | CRPP | PR1 | 1 | MA03-BENNETTI 1 | Main Accommodation 03 (Bennetti 1) | L1 | Level 01 | MA03-272 | Cell 72 | HYD | Hydraulics | 1 | CRPP-1-MA3-L1-HYD-40 | 013826 | Enware water supply management system | 7.0 | Hydraulic Services | 28.0 | Thermostatic Mixing Valves | Enware |  |  | Benton's Plumbing Supplies | 1 |  |  |  |  | N | No | 2023-04-01 | 2022-09-05 | CDC Plumbing & Drainage | Kira Jackson
Enware Water Supply Management System: Thermostatic Mixing Valves | 1-y | #AST759 |  | CRPP | CRPP | PR1 | 1 | MA04-BENNETTI 2 | Main Accommodation 04 (Bennetti 2) | GR | Ground | MA04-201 | Cell 1 | HYD | Hydraulics | 1 | CRPP-1-MA4-G-HYD-02 | 013922 | Enware water supply management system | 7.0 | Hydraulic Services | 28.0 | Thermostatic Mixing Valves | Enware |  |  | Benton's Plumbing Supplies | 1 |  |  |  |  | N | No | 2023-04-01 | 2022-09-05 | CDC Plumbing & Drainage | Kira Jackson
Enware Water Supply Management System: Thermostatic Mixing Valves | 1-y | #AST760 |  | CRPP | CRPP | PR1 | 1 | MA04-BENNETTI 2 | Main Accommodation 04 (Bennetti 2) | GR | Ground | MA04-202 | Cell 2 | HYD | Hydraulics | 1 | CRPP-1-MA4-G-HYD-03 | 013923 | Enware water supply management system | 7.0 | Hydraulic Services | 28.0 | Thermostatic Mixing Valves | Enware |  |  | Benton's Plumbing Supplies | 1 |  |  |  |  | N | No | 2023-04-01 | 2022-09-05 | CDC Plumbing & Drainage | Kira Jackson
Enware Water Supply Management System: Thermostatic Mixing Valves | 1-y | #AST761 |  | CRPP | CRPP | PR1 | 1 | MA04-BENNETTI 2 | Main Accommodation 04 (Bennetti 2) | GR | Ground | MA04-203 | Cell 3 | HYD | Hydraulics | 1 | CRPP-1-MA4-G-HYD-04 | 013924 | Enware water supply management system | 7.0 | Hydraulic Services | 28.0 | Thermostatic Mixing Valves | Enware |  |  | Benton's Plumbing Supplies | 1 |  |  |  |  | N | No | 2023-04-01 | 2022-09-05 | CDC Plumbing & Drainage | Kira Jackson
Enware Water Supply Management System: Thermostatic Mixing Valves | 1-y | #AST762 |  | CRPP | CRPP | PR1 | 1 | MA04-BENNETTI 2 | Main Accommodation 04 (Bennetti 2) | GR | Ground | MA04-204 | Cell 4 | HYD | Hydraulics | 1 | CRPP-1-MA4-G-HYD-05 | 013925 | Enware water supply management system | 7.0 | Hydraulic Services | 28.0 | Thermostatic Mixing Valves | Enware |  |  | Benton's Plumbing Supplies | 1 |  |  |  |  | N | No | 2023-04-01 | 2022-09-05 | CDC Plumbing & Drainage | Kira Jackson
Enware Water Supply Management System: Thermostatic Mixing Valves | 1-y | #AST763 |  | CRPP | CRPP | PR1 | 1 | MA04-BENNETTI 2 | Main Accommodation 04 (Bennetti 2) | GR | Ground | MA04-205 | Cell 5 | HYD | Hydraulics | 1 | CRPP-1-MA4-G-HYD-06 | 013926 | Enware water supply management system | 7.0 | Hydraulic Services | 28.0 | Thermostatic Mixing Valves | Enware |  |  | Benton's Plumbing Supplies | 1 |  |  |  |  | N | No | 2023-04-01 | 2022-09-05 | CDC Plumbing & Drainage | Kira Jackson
Enware Water Supply Management System: Thermostatic Mixing Valves | 1-y | #AST764 |  | CRPP | CRPP | PR1 | 1 | MA04-BENNETTI 2 | Main Accommodation 04 (Bennetti 2) | GR | Ground | MA04-206 | Cell 6 | HYD | Hydraulics | 1 | CRPP-1-MA4-G-HYD-07 | 013927 | Enware water supply management system | 7.0 | Hydraulic Services | 28.0 | Thermostatic Mixing Valves | Enware |  |  | Benton's Plumbing Supplies | 1 |  |  |  |  | N | No | 2023-04-01 | 2022-09-05 | CDC Plumbing & Drainage | Kira Jackson
Enware Water Supply Management System: Thermostatic Mixing Valves | 1-y | #AST765 |  | CRPP | CRPP | PR1 | 1 | MA04-BENNETTI 2 | Main Accommodation 04 (Bennetti 2) | GR | Ground | MA04-207 | Cell 7 | HYD | Hydraulics | 1 | CRPP-1-MA4-G-HYD-08 | 013928 | Enware water supply management system | 7.0 | Hydraulic Services | 28.0 | Thermostatic Mixing Valves | Enware |  |  | Benton's Plumbing Supplies | 1 |  |  |  |  | N | No | 2023-04-01 | 2022-09-05 | CDC Plumbing & Drainage | Kira Jackson
Enware Water Supply Management System: Thermostatic Mixing Valves | 1-y | #AST766 |  | CRPP | CRPP | PR1 | 1 | MA04-BENNETTI 2 | Main Accommodation 04 (Bennetti 2) | GR | Ground | MA04-208 | Cell 8 | HYD | Hydraulics | 1 | CRPP-1-MA4-G-HYD-09 | 013929 | Enware water supply management system | 7.0 | Hydraulic Services | 28.0 | Thermostatic Mixing Valves | Enware |  |  | Benton's Plumbing Supplies | 1 |  |  |  |  | N | No | 2023-04-01 | 2022-09-05 | CDC Plumbing & Drainage | Kira Jackson
Enware Water Supply Management System: Thermostatic Mixing Valves | 1-y | #AST767 |  | CRPP | CRPP | PR1 | 1 | MA04-BENNETTI 2 | Main Accommodation 04 (Bennetti 2) | GR | Ground | MA04-209 | Cell 9 | HYD | Hydraulics | 1 | CRPP-1-MA4-G-HYD-10 | 013930 | Enware water supply management system | 7.0 | Hydraulic Services | 28.0 | Thermostatic Mixing Valves | Enware |  |  | Benton's Plumbing Supplies | 1 |  |  |  |  | N | No | 2023-04-01 | 2022-09-05 | CDC Plumbing & Drainage | Kira Jackson
Enware Water Supply Management System: Thermostatic Mixing Valves | 1-y | #AST768 |  | CRPP | CRPP | PR1 | 1 | MA04-BENNETTI 2 | Main Accommodation 04 (Bennetti 2) | GR | Ground | MA04-210 | Cell 10 | HYD | Hydraulics | 1 | CRPP-1-MA4-G-HYD-11 | 013931 | Enware water supply management system | 7.0 | Hydraulic Services | 28.0 | Thermostatic Mixing Valves | Enware |  |  | Benton's Plumbing Supplies | 1 |  |  |  |  | N | No | 2023-04-01 | 2022-09-05 | CDC Plumbing & Drainage | Kira Jackson
Enware Water Supply Management System: Thermostatic Mixing Valves | 1-y | #AST769 |  | CRPP | CRPP | PR1 | 1 | MA04-BENNETTI 2 | Main Accommodation 04 (Bennetti 2) | GR | Ground | MA04-211 | Cell 11 | HYD | Hydraulics | 1 | CRPP-1-MA4-G-HYD-12 | 013932 | Enware water supply management system | 7.0 | Hydraulic Services | 28.0 | Thermostatic Mixing Valves | Enware |  |  | Benton's Plumbing Supplies | 1 |  |  |  |  | N | No | 2023-04-01 | 2022-09-05 | CDC Plumbing & Drainage | Kira Jackson
Enware Water Supply Management System: Thermostatic Mixing Valves | 1-y | #AST770 |  | CRPP | CRPP | PR1 | 1 | MA04-BENNETTI 2 | Main Accommodation 04 (Bennetti 2) | GR | Ground | MA04-212 | Cell 12 | HYD | Hydraulics | 1 | CRPP-1-MA4-G-HYD-13 | 013840 | Enware water supply management system | 7.0 | Hydraulic Services | 28.0 | Thermostatic Mixing Valves | Enware |  |  | Benton's Plumbing Supplies | 1 |  |  |  |  | N | No | 2023-04-01 | 2022-09-05 | CDC Plumbing & Drainage | Kira Jackson
Enware Water Supply Management System: Thermostatic Mixing Valves | 1-y | #AST771 |  | CRPP | CRPP | PR1 | 1 | MA04-BENNETTI 2 | Main Accommodation 04 (Bennetti 2) | GR | Ground | MA04-213 | Cell 13 | HYD | Hydraulics | 1 | CRPP-1-MA4-G-HYD-14 | 013841 | Enware water supply management system | 7.0 | Hydraulic Services | 28.0 | Thermostatic Mixing Valves | Enware |  |  | Benton's Plumbing Supplies | 1 |  |  |  |  | N | No | 2023-04-01 | 2022-09-05 | CDC Plumbing & Drainage | Kira Jackson
Enware Water Supply Management System: Thermostatic Mixing Valves | 1-y | #AST772 |  | CRPP | CRPP | PR1 | 1 | MA04-BENNETTI 2 | Main Accommodation 04 (Bennetti 2) | GR | Ground | MA04-214 | Cell 14 | HYD | Hydraulics | 1 | CRPP-1-MA4-G-HYD-15 | 013842 | Enware water supply management system | 7.0 | Hydraulic Services | 28.0 | Thermostatic Mixing Valves | Enware |  |  | Benton's Plumbing Supplies | 1 |  |  |  |  | N | No | 2023-04-01 | 2022-09-05 | CDC Plumbing & Drainage | Kira Jackson
Enware Water Supply Management System: Thermostatic Mixing Valves | 1-y | #AST773 |  | CRPP | CRPP | PR1 | 1 | MA04-BENNETTI 2 | Main Accommodation 04 (Bennetti 2) | GR | Ground | MA04-215 | Cell 15 | HYD | Hydraulics | 1 | CRPP-1-MA4-G-HYD-16 | 013843 | Enware water supply management system | 7.0 | Hydraulic Services | 28.0 | Thermostatic Mixing Valves | Enware |  |  | Benton's Plumbing Supplies | 1 |  |  |  |  | N | No | 2023-04-01 | 2022-09-05 | CDC Plumbing & Drainage | Kira Jackson
Enware Water Supply Management System: Thermostatic Mixing Valves | 1-y | #AST774 |  | CRPP | CRPP | PR1 | 1 | MA04-BENNETTI 2 | Main Accommodation 04 (Bennetti 2) | GR | Ground | MA04-216 | Cell 16 | HYD | Hydraulics | 1 | CRPP-1-MA4-G-HYD-17 | 013844 | Enware water supply management system | 7.0 | Hydraulic Services | 28.0 | Thermostatic Mixing Valves | Enware |  |  | Benton's Plumbing Supplies | 1 |  |  |  |  | N | No | 2023-04-01 | 2022-09-05 | CDC Plumbing & Drainage | Kira Jackson
Enware Water Supply Management System: Thermostatic Mixing Valves | 1-y | #AST775 |  | CRPP | CRPP | PR1 | 1 | MA04-BENNETTI 2 | Main Accommodation 04 (Bennetti 2) | GR | Ground | MA04-217 | Double Cell 17 | HYD | Hydraulics | 1 | CRPP-1-MA4-G-HYD-18 | 013845 | Enware water supply management system | 7.0 | Hydraulic Services | 28.0 | Thermostatic Mixing Valves | Enware |  |  | Benton's Plumbing Supplies | 1 |  |  |  |  | N | No | 2023-04-01 | 2022-09-05 | CDC Plumbing & Drainage | Kira Jackson
Enware Water Supply Management System: Thermostatic Mixing Valves | 1-y | #AST776 |  | CRPP | CRPP | PR1 | 1 | MA04-BENNETTI 2 | Main Accommodation 04 (Bennetti 2) | GR | Ground | MA04-218 | Cell 18 (Acc) | HYD | Hydraulics | 1 | CRPP-1-MA4-G-HYD-19 | 013846 | Enware water supply management system | 7.0 | Hydraulic Services | 28.0 | Thermostatic Mixing Valves | Enware |  |  | Benton's Plumbing Supplies | 1 |  |  |  |  | N | No | 2023-04-01 | 2022-09-05 | CDC Plumbing & Drainage | Kira Jackson
Enware Water Supply Management System: Thermostatic Mixing Valves | 1-y | #AST777 |  | CRPP | CRPP | PR1 | 1 | MA04-BENNETTI 2 | Main Accommodation 04 (Bennetti 2) | L1 | Level 01 | MA04-219 | Cell 19 | HYD | Hydraulics | 1 | CRPP-1-MA4-L1-HYD-05 | 013848 | Enware water supply management system | 7.0 | Hydraulic Services | 28.0 | Thermostatic Mixing Valves | Enware |  |  | Benton's Plumbing Supplies | 1 |  |  |  |  | N | No | 2023-04-01 | 2022-09-05 | CDC Plumbing & Drainage | Kira Jackson
Enware Water Supply Management System: Thermostatic Mixing Valves | 1-y | #AST778 |  | CRPP | CRPP | PR1 | 1 | MA04-BENNETTI 2 | Main Accommodation 04 (Bennetti 2) | L1 | Level 01 | MA04-220 | Cell 20 | HYD | Hydraulics | 1 | CRPP-1-MA4-L1-HYD-06 | 013849 | Enware water supply management system | 7.0 | Hydraulic Services | 28.0 | Thermostatic Mixing Valves | Enware |  |  | Benton's Plumbing Supplies | 1 |  |  |  |  | N | No | 2023-04-01 | 2022-09-05 | CDC Plumbing & Drainage | Kira Jackson
Enware Water Supply Management System: Thermostatic Mixing Valves | 1-y | #AST779 |  | CRPP | CRPP | PR1 | 1 | MA04-BENNETTI 2 | Main Accommodation 04 (Bennetti 2) | L1 | Level 01 | MA04-221 | Cell 21 | HYD | Hydraulics | 1 | CRPP-1-MA4-L1-HYD-07 | 013850 | Enware water supply management system | 7.0 | Hydraulic Services | 28.0 | Thermostatic Mixing Valves | Enware |  |  | Benton's Plumbing Supplies | 1 |  |  |  |  | N | No | 2023-04-01 | 2022-09-05 | CDC Plumbing & Drainage | Kira Jackson
Enware Water Supply Management System: Thermostatic Mixing Valves | 1-y | #AST780 |  | CRPP | CRPP | PR1 | 1 | MA04-BENNETTI 2 | Main Accommodation 04 (Bennetti 2) | L1 | Level 01 | MA04-222 | Cell 22 | HYD | Hydraulics | 1 | CRPP-1-MA4-L1-HYD-08 | 013851 | Enware water supply management system | 7.0 | Hydraulic Services | 28.0 | Thermostatic Mixing Valves | Enware |  |  | Benton's Plumbing Supplies | 1 |  |  |  |  | N | No | 2023-04-01 | 2022-09-05 | CDC Plumbing & Drainage | Kira Jackson
Enware Water Supply Management System: Thermostatic Mixing Valves | 1-y | #AST781 |  | CRPP | CRPP | PR1 | 1 | MA04-BENNETTI 2 | Main Accommodation 04 (Bennetti 2) | L1 | Level 01 | MA04-223 | Cell 23 | HYD | Hydraulics | 1 | CRPP-1-MA4-L1-HYD-09 | 013852 | Enware water supply management system | 7.0 | Hydraulic Services | 28.0 | Thermostatic Mixing Valves | Enware |  |  | Benton's Plumbing Supplies | 1 |  |  |  |  | N | No | 2023-04-01 | 2022-09-05 | CDC Plumbing & Drainage | Kira Jackson
Enware Water Supply Management System: Thermostatic Mixing Valves | 1-y | #AST782 |  | CRPP | CRPP | PR1 | 1 | MA04-BENNETTI 2 | Main Accommodation 04 (Bennetti 2) | L1 | Level 01 | MA04-224 | Cell 24 | HYD | Hydraulics | 1 | CRPP-1-MA4-L1-HYD-10 | 013853 | Enware water supply management system | 7.0 | Hydraulic Services | 28.0 | Thermostatic Mixing Valves | Enware |  |  | Benton's Plumbing Supplies | 1 |  |  |  |  | N | No | 2023-04-01 | 2022-09-05 | CDC Plumbing & Drainage | Kira Jackson
Enware Water Supply Management System: Thermostatic Mixing Valves | 1-y | #AST783 |  | CRPP | CRPP | PR1 | 1 | MA04-BENNETTI 2 | Main Accommodation 04 (Bennetti 2) | L1 | Level 01 | MA04-225 | Cell 25 | HYD | Hydraulics | 1 | CRPP-1-MA4-L1-HYD-11 | 013854 | Enware water supply management system | 7.0 | Hydraulic Services | 28.0 | Thermostatic Mixing Valves | Enware |  |  | Benton's Plumbing Supplies | 1 |  |  |  |  | N | No | 2023-04-01 | 2022-09-05 | CDC Plumbing & Drainage | Kira Jackson
Enware Water Supply Management System: Thermostatic Mixing Valves | 1-y | #AST784 |  | CRPP | CRPP | PR1 | 1 | MA04-BENNETTI 2 | Main Accommodation 04 (Bennetti 2) | L1 | Level 01 | MA04-226 | Cell 26 | HYD | Hydraulics | 1 | CRPP-1-MA4-L1-HYD-12 | 013855 | Enware water supply management system | 7.0 | Hydraulic Services | 28.0 | Thermostatic Mixing Valves | Enware |  |  | Benton's Plumbing Supplies | 1 |  |  |  |  | N | No | 2023-04-01 | 2022-09-05 | CDC Plumbing & Drainage | Kira Jackson
Enware Water Supply Management System: Thermostatic Mixing Valves | 1-y | #AST785 |  | CRPP | CRPP | PR1 | 1 | MA04-BENNETTI 2 | Main Accommodation 04 (Bennetti 2) | L1 | Level 01 | MA04-227 | Cell 27 | HYD | Hydraulics | 1 | CRPP-1-MA4-L1-HYD-13 | 013856 | Enware water supply management system | 7.0 | Hydraulic Services | 28.0 | Thermostatic Mixing Valves | Enware |  |  | Benton's Plumbing Supplies | 1 |  |  |  |  | N | No | 2023-04-01 | 2022-09-05 | CDC Plumbing & Drainage | Kira Jackson
Enware Water Supply Management System: Thermostatic Mixing Valves | 1-y | #AST786 |  | CRPP | CRPP | PR1 | 1 | MA04-BENNETTI 2 | Main Accommodation 04 (Bennetti 2) | L1 | Level 01 | MA04-228 | Cell 28 | HYD | Hydraulics | 1 | CRPP-1-MA4-L1-HYD-14 | 013857 | Enware water supply management system | 7.0 | Hydraulic Services | 28.0 | Thermostatic Mixing Valves | Enware |  |  | Benton's Plumbing Supplies | 1 |  |  |  |  | N | No | 2023-04-01 | 2022-09-05 | CDC Plumbing & Drainage | Kira Jackson
Enware Water Supply Management System: Thermostatic Mixing Valves | 1-y | #AST787 |  | CRPP | CRPP | PR1 | 1 | MA04-BENNETTI 2 | Main Accommodation 04 (Bennetti 2) | L1 | Level 01 | MA04-229 | Cell 29 | HYD | Hydraulics | 1 | CRPP-1-MA4-L1-HYD-15 | 013858 | Enware water supply management system | 7.0 | Hydraulic Services | 28.0 | Thermostatic Mixing Valves | Enware |  |  | Benton's Plumbing Supplies | 1 |  |  |  |  | N | No | 2023-04-01 | 2022-09-05 | CDC Plumbing & Drainage | Kira Jackson
Enware Water Supply Management System: Thermostatic Mixing Valves | 1-y | #AST788 |  | CRPP | CRPP | PR1 | 1 | MA04-BENNETTI 2 | Main Accommodation 04 (Bennetti 2) | L1 | Level 01 | MA04-230 | Cell 30 | HYD | Hydraulics | 1 | CRPP-1-MA4-L1-HYD-16 | 013829 | Enware water supply management system | 7.0 | Hydraulic Services | 28.0 | Thermostatic Mixing Valves | Enware |  |  | Benton's Plumbing Supplies | 1 |  |  |  |  | N | No | 2023-04-01 | 2022-09-05 | CDC Plumbing & Drainage | Kira Jackson
Enware Water Supply Management System: Thermostatic Mixing Valves | 1-y | #AST789 |  | CRPP | CRPP | PR1 | 1 | MA04-BENNETTI 2 | Main Accommodation 04 (Bennetti 2) | L1 | Level 01 | MA04-231 | Cell 31 | HYD | Hydraulics | 1 | CRPP-1-MA4-L1-HYD-17 | 013860 | Enware water supply management system | 7.0 | Hydraulic Services | 28.0 | Thermostatic Mixing Valves | Enware |  |  | Benton's Plumbing Supplies | 1 |  |  |  |  | N | No | 2023-04-01 | 2022-09-05 | CDC Plumbing & Drainage | Kira Jackson
Enware Water Supply Management System: Thermostatic Mixing Valves | 1-y | #AST790 |  | CRPP | CRPP | PR1 | 1 | MA04-BENNETTI 2 | Main Accommodation 04 (Bennetti 2) | L1 | Level 01 | MA04-232 | Cell 32 | HYD | Hydraulics | 1 | CRPP-1-MA4-L1-HYD-18 | 013861 | Enware water supply management system | 7.0 | Hydraulic Services | 28.0 | Thermostatic Mixing Valves | Enware |  |  | Benton's Plumbing Supplies | 1 |  |  |  |  | N | No | 2023-04-01 | 2022-09-05 | CDC Plumbing & Drainage | Kira Jackson
Enware Water Supply Management System: Thermostatic Mixing Valves | 1-y | #AST791 |  | CRPP | CRPP | PR1 | 1 | MA04-BENNETTI 2 | Main Accommodation 04 (Bennetti 2) | L1 | Level 01 | MA04-233 | Cell 33 | HYD | Hydraulics | 1 | CRPP-1-MA4-L1-HYD-19 | 013862 | Enware water supply management system | 7.0 | Hydraulic Services | 28.0 | Thermostatic Mixing Valves | Enware |  |  | Benton's Plumbing Supplies | 1 |  |  |  |  | N | No | 2023-04-01 | 2022-09-05 | CDC Plumbing & Drainage | Kira Jackson
Enware Water Supply Management System: Thermostatic Mixing Valves | 1-y | #AST792 |  | CRPP | CRPP | PR1 | 1 | MA04-BENNETTI 2 | Main Accommodation 04 (Bennetti 2) | L1 | Level 01 | MA04-234 | Cell 34 | HYD | Hydraulics | 1 | CRPP-1-MA4-L1-HYD-20 | 013863 | Enware water supply management system | 7.0 | Hydraulic Services | 28.0 | Thermostatic Mixing Valves | Enware |  |  | Benton's Plumbing Supplies | 1 |  |  |  |  | N | No | 2023-04-01 | 2022-09-05 | CDC Plumbing & Drainage | Kira Jackson
Enware Water Supply Management System: Thermostatic Mixing Valves | 1-y | #AST793 |  | CRPP | CRPP | PR1 | 1 | MA04-BENNETTI 2 | Main Accommodation 04 (Bennetti 2) | L1 | Level 01 | MA04-235 | Double Cell 35 | HYD | Hydraulics | 1 | CRPP-1-MA4-L1-HYD-21 | 013864 | Enware water supply management system | 7.0 | Hydraulic Services | 28.0 | Thermostatic Mixing Valves | Enware |  |  | Benton's Plumbing Supplies | 1 |  |  |  |  | N | No | 2023-04-01 | 2022-09-05 | CDC Plumbing & Drainage | Kira Jackson
Enware Water Supply Management System: Thermostatic Mixing Valves | 1-y | #AST794 |  | CRPP | CRPP | PR1 | 1 | MA04-BENNETTI 2 | Main Accommodation 04 (Bennetti 2) | L1 | Level 01 | MA04-236 | Double Cell 36 | HYD | Hydraulics | 1 | CRPP-1-MA4-L1-HYD-22 | 013865 | Enware water supply management system | 7.0 | Hydraulic Services | 28.0 | Thermostatic Mixing Valves | Enware |  |  | Benton's Plumbing Supplies | 1 |  |  |  |  | N | No | 2023-04-01 | 2022-09-05 | CDC Plumbing & Drainage | Kira Jackson
Enware Water Supply Management System: Thermostatic Mixing Valves | 1-y | #AST795 |  | CRPP | CRPP | PR1 | 1 | MA04-BENNETTI 2 | Main Accommodation 04 (Bennetti 2) | GR | Ground | MA04-237 | Cell 37 (Acc) | HYD | Hydraulics | 1 | CRPP-1-MA4-G-HYD-20 | 013871 | Enware water supply management system | 7.0 | Hydraulic Services | 28.0 | Thermostatic Mixing Valves | Enware |  |  | Benton's Plumbing Supplies | 1 |  |  |  |  | N | No | 2023-04-01 | 2022-09-05 | CDC Plumbing & Drainage | Kira Jackson
Enware Water Supply Management System: Thermostatic Mixing Valves | 1-y | #AST796 |  | CRPP | CRPP | PR1 | 1 | MA04-BENNETTI 2 | Main Accommodation 04 (Bennetti 2) | GR | Ground | MA04-238 | Double Cell 38 | HYD | Hydraulics | 1 | CRPP-1-MA4-G-HYD-21 | 013872 | Enware water supply management system | 7.0 | Hydraulic Services | 28.0 | Thermostatic Mixing Valves | Enware |  |  | Benton's Plumbing Supplies | 1 |  |  |  |  | N | No | 2023-04-01 | 2022-09-05 | CDC Plumbing & Drainage | Kira Jackson
Enware Water Supply Management System: Thermostatic Mixing Valves | 1-y | #AST797 |  | CRPP | CRPP | PR1 | 1 | MA04-BENNETTI 2 | Main Accommodation 04 (Bennetti 2) | GR | Ground | MA04-239 | Cell 39 | HYD | Hydraulics | 1 | CRPP-1-MA4-G-HYD-22 | 013874 | Enware water supply management system | 7.0 | Hydraulic Services | 28.0 | Thermostatic Mixing Valves | Enware |  |  | Benton's Plumbing Supplies | 1 |  |  |  |  | N | No | 2023-04-01 | 2022-09-05 | CDC Plumbing & Drainage | Kira Jackson
Enware Water Supply Management System: Thermostatic Mixing Valves | 1-y | #AST798 |  | CRPP | CRPP | PR1 | 1 | MA04-BENNETTI 2 | Main Accommodation 04 (Bennetti 2) | GR | Ground | MA04-240 | Cell 40 | HYD | Hydraulics | 1 | CRPP-1-MA4-G-HYD-23 | 013875 | Enware water supply management system | 7.0 | Hydraulic Services | 28.0 | Thermostatic Mixing Valves | Enware |  |  | Benton's Plumbing Supplies | 1 |  |  |  |  | N | No | 2023-04-01 | 2022-09-05 | CDC Plumbing & Drainage | Kira Jackson
Enware Water Supply Management System: Thermostatic Mixing Valves | 1-y | #AST799 |  | CRPP | CRPP | PR1 | 1 | MA04-BENNETTI 2 | Main Accommodation 04 (Bennetti 2) | GR | Ground | MA04-241 | Cell 41 | HYD | Hydraulics | 1 | CRPP-1-MA4-G-HYD-24 | 013873 | Enware water supply management system | 7.0 | Hydraulic Services | 28.0 | Thermostatic Mixing Valves | Enware |  |  | Benton's Plumbing Supplies | 1 |  |  |  |  | N | No | 2023-04-01 | 2022-09-05 | CDC Plumbing & Drainage | Kira Jackson
Enware Water Supply Management System: Thermostatic Mixing Valves | 1-y | #AST800 |  | CRPP | CRPP | PR1 | 1 | MA04-BENNETTI 2 | Main Accommodation 04 (Bennetti 2) | GR | Ground | MA04-242 | Cell 42 | HYD | Hydraulics | 1 | CRPP-1-MA4-G-HYD-25 | 013876 | Enware water supply management system | 7.0 | Hydraulic Services | 28.0 | Thermostatic Mixing Valves | Enware |  |  | Benton's Plumbing Supplies | 1 |  |  |  |  | N | No | 2023-04-01 | 2022-09-05 | CDC Plumbing & Drainage | Kira Jackson
Enware Water Supply Management System: Thermostatic Mixing Valves | 1-y | #AST801 |  | CRPP | CRPP | PR1 | 1 | MA04-BENNETTI 2 | Main Accommodation 04 (Bennetti 2) | GR | Ground | MA04-243 | Cell 43 | HYD | Hydraulics | 1 | CRPP-1-MA4-G-HYD-26 | 013877 | Enware water supply management system | 7.0 | Hydraulic Services | 28.0 | Thermostatic Mixing Valves | Enware |  |  | Benton's Plumbing Supplies | 1 |  |  |  |  | N | No | 2023-04-01 | 2022-09-05 | CDC Plumbing & Drainage | Kira Jackson
Enware Water Supply Management System: Thermostatic Mixing Valves | 1-y | #AST802 |  | CRPP | CRPP | PR1 | 1 | MA04-BENNETTI 2 | Main Accommodation 04 (Bennetti 2) | GR | Ground | MA04-244 | Cell 44 | HYD | Hydraulics | 1 | CRPP-1-MA4-G-HYD-27 | 013878 | Enware water supply management system | 7.0 | Hydraulic Services | 28.0 | Thermostatic Mixing Valves | Enware |  |  | Benton's Plumbing Supplies | 1 |  |  |  |  | N | No | 2023-04-01 | 2022-09-05 | CDC Plumbing & Drainage | Kira Jackson
Enware Water Supply Management System: Thermostatic Mixing Valves | 1-y | #AST803 |  | CRPP | CRPP | PR1 | 1 | MA04-BENNETTI 2 | Main Accommodation 04 (Bennetti 2) | GR | Ground | MA04-245 | Cell 45 | HYD | Hydraulics | 1 | CRPP-1-MA4-G-HYD-28 | 013879 | Enware water supply management system | 7.0 | Hydraulic Services | 28.0 | Thermostatic Mixing Valves | Enware |  |  | Benton's Plumbing Supplies | 1 |  |  |  |  | N | No | 2023-04-01 | 2022-09-05 | CDC Plumbing & Drainage | Kira Jackson
Enware Water Supply Management System: Thermostatic Mixing Valves | 1-y | #AST804 |  | CRPP | CRPP | PR1 | 1 | MA04-BENNETTI 2 | Main Accommodation 04 (Bennetti 2) | GR | Ground | MA04-246 | Cell 46 | HYD | Hydraulics | 1 | CRPP-1-MA4-G-HYD-29 | 013880 | Enware water supply management system | 7.0 | Hydraulic Services | 28.0 | Thermostatic Mixing Valves | Enware |  |  | Benton's Plumbing Supplies | 1 |  |  |  |  | N | No | 2023-04-01 | 2022-09-05 | CDC Plumbing & Drainage | Kira Jackson
Enware Water Supply Management System: Thermostatic Mixing Valves | 1-y | #AST805 |  | CRPP | CRPP | PR1 | 1 | MA04-BENNETTI 2 | Main Accommodation 04 (Bennetti 2) | GR | Ground | MA04-247 | Cell 47 | HYD | Hydraulics | 1 | CRPP-1-MA4-G-HYD-30 | 013881 | Enware water supply management system | 7.0 | Hydraulic Services | 28.0 | Thermostatic Mixing Valves | Enware |  |  | Benton's Plumbing Supplies | 1 |  |  |  |  | N | No | 2023-04-01 | 2022-09-05 | CDC Plumbing & Drainage | Kira Jackson
Enware Water Supply Management System: Thermostatic Mixing Valves | 1-y | #AST806 |  | CRPP | CRPP | PR1 | 1 | MA04-BENNETTI 2 | Main Accommodation 04 (Bennetti 2) | GR | Ground | MA04-248 | Cell 48 | HYD | Hydraulics | 1 | CRPP-1-MA4-G-HYD-31 | 013882 | Enware water supply management system | 7.0 | Hydraulic Services | 28.0 | Thermostatic Mixing Valves | Enware |  |  | Benton's Plumbing Supplies | 1 |  |  |  |  | N | No | 2023-04-01 | 2022-09-05 | CDC Plumbing & Drainage | Kira Jackson
Enware Water Supply Management System: Thermostatic Mixing Valves | 1-y | #AST807 |  | CRPP | CRPP | PR1 | 1 | MA04-BENNETTI 2 | Main Accommodation 04 (Bennetti 2) | GR | Ground | MA04-249 | Cell 49 | HYD | Hydraulics | 1 | CRPP-1-MA4-G-HYD-32 | 013883 | Enware water supply management system | 7.0 | Hydraulic Services | 28.0 | Thermostatic Mixing Valves | Enware |  |  | Benton's Plumbing Supplies | 1 |  |  |  |  | N | No | 2023-04-01 | 2022-09-05 | CDC Plumbing & Drainage | Kira Jackson
Enware Water Supply Management System: Thermostatic Mixing Valves | 1-y | #AST808 |  | CRPP | CRPP | PR1 | 1 | MA04-BENNETTI 2 | Main Accommodation 04 (Bennetti 2) | GR | Ground | MA04-250 | Cell 50 | HYD | Hydraulics | 1 | CRPP-1-MA4-G-HYD-33 | 013884 | Enware water supply management system | 7.0 | Hydraulic Services | 28.0 | Thermostatic Mixing Valves | Enware |  |  | Benton's Plumbing Supplies | 1 |  |  |  |  | N | No | 2023-04-01 | 2022-09-05 | CDC Plumbing & Drainage | Kira Jackson
Enware Water Supply Management System: Thermostatic Mixing Valves | 1-y | #AST809 |  | CRPP | CRPP | PR1 | 1 | MA04-BENNETTI 2 | Main Accommodation 04 (Bennetti 2) | GR | Ground | MA04-251 | Cell 51 | HYD | Hydraulics | 1 | CRPP-1-MA4-G-HYD-34 | 013885 | Enware water supply management system | 7.0 | Hydraulic Services | 28.0 | Thermostatic Mixing Valves | Enware |  |  | Benton's Plumbing Supplies | 1 |  |  |  |  | N | No | 2023-04-01 | 2022-09-05 | CDC Plumbing & Drainage | Kira Jackson
Enware Water Supply Management System: Thermostatic Mixing Valves | 1-y | #AST810 |  | CRPP | CRPP | PR1 | 1 | MA04-BENNETTI 2 | Main Accommodation 04 (Bennetti 2) | GR | Ground | MA04-252 | Cell 52 | HYD | Hydraulics | 1 | CRPP-1-MA4-G-HYD-35 | 013886 | Enware water supply management system | 7.0 | Hydraulic Services | 28.0 | Thermostatic Mixing Valves | Enware |  |  | Benton's Plumbing Supplies | 1 |  |  |  |  | N | No | 2023-04-01 | 2022-09-05 | CDC Plumbing & Drainage | Kira Jackson
Enware Water Supply Management System: Thermostatic Mixing Valves | 1-y | #AST811 |  | CRPP | CRPP | PR1 | 1 | MA04-BENNETTI 2 | Main Accommodation 04 (Bennetti 2) | GR | Ground | MA04-253 | Cell 53 | HYD | Hydraulics | 1 | CRPP-1-MA4-G-HYD-36 | 013887 | Enware water supply management system | 7.0 | Hydraulic Services | 28.0 | Thermostatic Mixing Valves | Enware |  |  | Benton's Plumbing Supplies | 1 |  |  |  |  | N | No | 2023-04-01 | 2022-09-05 | CDC Plumbing & Drainage | Kira Jackson
Enware Water Supply Management System: Thermostatic Mixing Valves | 1-y | #AST812 |  | CRPP | CRPP | PR1 | 1 | MA04-BENNETTI 2 | Main Accommodation 04 (Bennetti 2) | GR | Ground | MA04-254 | Cell 54 | HYD | Hydraulics | 1 | CRPP-1-MA4-G-HYD-37 | 013888 | Enware water supply management system | 7.0 | Hydraulic Services | 28.0 | Thermostatic Mixing Valves | Enware |  |  | Benton's Plumbing Supplies | 1 |  |  |  |  | N | No | 2023-04-01 | 2022-09-05 | CDC Plumbing & Drainage | Kira Jackson
Enware Water Supply Management System: Thermostatic Mixing Valves | 1-y | #AST813 |  | CRPP | CRPP | PR1 | 1 | MA04-BENNETTI 2 | Main Accommodation 04 (Bennetti 2) | L1 | Level 01 | MA04-255 | Double Cell 55 | HYD | Hydraulics | 1 | CRPP-1-MA4-L1-HYD-23 | 013907 | Enware water supply management system | 7.0 | Hydraulic Services | 28.0 | Thermostatic Mixing Valves | Enware |  |  | Benton's Plumbing Supplies | 1 |  |  |  |  | N | No | 2023-04-01 | 2022-09-05 | CDC Plumbing & Drainage | Kira Jackson
Enware Water Supply Management System: Thermostatic Mixing Valves | 1-y | #AST814 |  | CRPP | CRPP | PR1 | 1 | MA04-BENNETTI 2 | Main Accommodation 04 (Bennetti 2) | L1 | Level 01 | MA04-256 | Double Cell 56 | HYD | Hydraulics | 1 | CRPP-1-MA4-L1-HYD-24 | 013906 | Enware water supply management system | 7.0 | Hydraulic Services | 28.0 | Thermostatic Mixing Valves | Enware |  |  | Benton's Plumbing Supplies | 1 |  |  |  |  | N | No | 2023-04-01 | 2022-09-05 | CDC Plumbing & Drainage | Kira Jackson
Enware Water Supply Management System: Thermostatic Mixing Valves | 1-y | #AST815 |  | CRPP | CRPP | PR1 | 1 | MA04-BENNETTI 2 | Main Accommodation 04 (Bennetti 2) | L1 | Level 01 | MA04-257 | Cell 57 | HYD | Hydraulics | 1 | CRPP-1-MA4-L1-HYD-25 | 013905 | Enware water supply management system | 7.0 | Hydraulic Services | 28.0 | Thermostatic Mixing Valves | Enware |  |  | Benton's Plumbing Supplies | 1 |  |  |  |  | N | No | 2023-04-01 | 2022-09-05 | CDC Plumbing & Drainage | Kira Jackson
Enware Water Supply Management System: Thermostatic Mixing Valves | 1-y | #AST816 |  | CRPP | CRPP | PR1 | 1 | MA04-BENNETTI 2 | Main Accommodation 04 (Bennetti 2) | L1 | Level 01 | MA04-258 | Cell 58 | HYD | Hydraulics | 1 | CRPP-1-MA4-L1-HYD-26 | 013904 | Enware water supply management system | 7.0 | Hydraulic Services | 28.0 | Thermostatic Mixing Valves | Enware |  |  | Benton's Plumbing Supplies | 1 |  |  |  |  | N | No | 2023-04-01 | 2022-09-05 | CDC Plumbing & Drainage | Kira Jackson
Enware Water Supply Management System: Thermostatic Mixing Valves | 1-y | #AST817 |  | CRPP | CRPP | PR1 | 1 | MA04-BENNETTI 2 | Main Accommodation 04 (Bennetti 2) | L1 | Level 01 | MA04-259 | Cell 59 | HYD | Hydraulics | 1 | CRPP-1-MA4-L1-HYD-27 | 013903 | Enware water supply management system | 7.0 | Hydraulic Services | 28.0 | Thermostatic Mixing Valves | Enware |  |  | Benton's Plumbing Supplies | 1 |  |  |  |  | N | No | 2023-04-01 | 2022-09-05 | CDC Plumbing & Drainage | Kira Jackson
Enware Water Supply Management System: Thermostatic Mixing Valves | 1-y | #AST818 |  | CRPP | CRPP | PR1 | 1 | MA04-BENNETTI 2 | Main Accommodation 04 (Bennetti 2) | L1 | Level 01 | MA04-260 | Cell 60 | HYD | Hydraulics | 1 | CRPP-1-MA4-L1-HYD-28 | 013902 | Enware water supply management system | 7.0 | Hydraulic Services | 28.0 | Thermostatic Mixing Valves | Enware |  |  | Benton's Plumbing Supplies | 1 |  |  |  |  | N | No | 2023-04-01 | 2022-09-05 | CDC Plumbing & Drainage | Kira Jackson
Enware Water Supply Management System: Thermostatic Mixing Valves | 1-y | #AST819 |  | CRPP | CRPP | PR1 | 1 | MA04-BENNETTI 2 | Main Accommodation 04 (Bennetti 2) | L1 | Level 01 | MA04-261 | Cell 61 | HYD | Hydraulics | 1 | CRPP-1-MA4-L1-HYD-29 | 013901 | Enware water supply management system | 7.0 | Hydraulic Services | 28.0 | Thermostatic Mixing Valves | Enware |  |  | Benton's Plumbing Supplies | 1 |  |  |  |  | N | No | 2023-04-01 | 2022-09-05 | CDC Plumbing & Drainage | Kira Jackson
Enware Water Supply Management System: Thermostatic Mixing Valves | 1-y | #AST820 |  | CRPP | CRPP | PR1 | 1 | MA04-BENNETTI 2 | Main Accommodation 04 (Bennetti 2) | L1 | Level 01 | MA04-262 | Cell 62 | HYD | Hydraulics | 1 | CRPP-1-MA4-L1-HYD-30 | 013900 | Enware water supply management system | 7.0 | Hydraulic Services | 28.0 | Thermostatic Mixing Valves | Enware |  |  | Benton's Plumbing Supplies | 1 |  |  |  |  | N | No | 2023-04-01 | 2022-09-05 | CDC Plumbing & Drainage | Kira Jackson
Enware Water Supply Management System: Thermostatic Mixing Valves | 1-y | #AST821 |  | CRPP | CRPP | PR1 | 1 | MA04-BENNETTI 2 | Main Accommodation 04 (Bennetti 2) | L1 | Level 01 | MA04-263 | Cell 63 | HYD | Hydraulics | 1 | CRPP-1-MA4-L1-HYD-31 | 013899 | Enware water supply management system | 7.0 | Hydraulic Services | 28.0 | Thermostatic Mixing Valves | Enware |  |  | Benton's Plumbing Supplies | 1 |  |  |  |  | N | No | 2023-04-01 | 2022-09-05 | CDC Plumbing & Drainage | Kira Jackson
Enware Water Supply Management System: Thermostatic Mixing Valves | 1-y | #AST822 |  | CRPP | CRPP | PR1 | 1 | MA04-BENNETTI 2 | Main Accommodation 04 (Bennetti 2) | L1 | Level 01 | MA04-264 | Cell 64 | HYD | Hydraulics | 1 | CRPP-1-MA4-L1-HYD-32 | 013898 | Enware water supply management system | 7.0 | Hydraulic Services | 28.0 | Thermostatic Mixing Valves | Enware |  |  | Benton's Plumbing Supplies | 1 |  |  |  |  | N | No | 2023-04-01 | 2022-09-05 | CDC Plumbing & Drainage | Kira Jackson
Enware Water Supply Management System: Thermostatic Mixing Valves | 1-y | #AST823 |  | CRPP | CRPP | PR1 | 1 | MA04-BENNETTI 2 | Main Accommodation 04 (Bennetti 2) | L1 | Level 01 | MA04-265 | Cell 65 | HYD | Hydraulics | 1 | CRPP-1-MA4-L1-HYD-33 | 013897 | Enware water supply management system | 7.0 | Hydraulic Services | 28.0 | Thermostatic Mixing Valves | Enware |  |  | Benton's Plumbing Supplies | 1 |  |  |  |  | N | No | 2023-04-01 | 2022-09-05 | CDC Plumbing & Drainage | Kira Jackson
Enware Water Supply Management System: Thermostatic Mixing Valves | 1-y | #AST824 |  | CRPP | CRPP | PR1 | 1 | MA04-BENNETTI 2 | Main Accommodation 04 (Bennetti 2) | L1 | Level 01 | MA04-266 | Cell 66 | HYD | Hydraulics | 1 | CRPP-1-MA4-L1-HYD-34 | 013896 | Enware water supply management system | 7.0 | Hydraulic Services | 28.0 | Thermostatic Mixing Valves | Enware |  |  | Benton's Plumbing Supplies | 1 |  |  |  |  | N | No | 2023-04-01 | 2022-09-05 | CDC Plumbing & Drainage | Kira Jackson
Enware Water Supply Management System: Thermostatic Mixing Valves | 1-y | #AST825 |  | CRPP | CRPP | PR1 | 1 | MA04-BENNETTI 2 | Main Accommodation 04 (Bennetti 2) | L1 | Level 01 | MA04-267 | Cell 67 | HYD | Hydraulics | 1 | CRPP-1-MA4-L1-HYD-35 | 013895 | Enware water supply management system | 7.0 | Hydraulic Services | 28.0 | Thermostatic Mixing Valves | Enware |  |  | Benton's Plumbing Supplies | 1 |  |  |  |  | N | No | 2023-04-01 | 2022-09-05 | CDC Plumbing & Drainage | Kira Jackson
Enware Water Supply Management System: Thermostatic Mixing Valves | 1-y | #AST826 |  | CRPP | CRPP | PR1 | 1 | MA04-BENNETTI 2 | Main Accommodation 04 (Bennetti 2) | L1 | Level 01 | MA04-268 | Cell 68 | HYD | Hydraulics | 1 | CRPP-1-MA4-L1-HYD-36 | 013894 | Enware water supply management system | 7.0 | Hydraulic Services | 28.0 | Thermostatic Mixing Valves | Enware |  |  | Benton's Plumbing Supplies | 1 |  |  |  |  | N | No | 2023-04-01 | 2022-09-05 | CDC Plumbing & Drainage | Kira Jackson
Enware Water Supply Management System: Thermostatic Mixing Valves | 1-y | #AST827 |  | CRPP | CRPP | PR1 | 1 | MA04-BENNETTI 2 | Main Accommodation 04 (Bennetti 2) | L1 | Level 01 | MA04-269 | Cell 69 | HYD | Hydraulics | 1 | CRPP-1-MA4-L1-HYD-37 | 013893 | Enware water supply management system | 7.0 | Hydraulic Services | 28.0 | Thermostatic Mixing Valves | Enware |  |  | Benton's Plumbing Supplies | 1 |  |  |  |  | N | No | 2023-04-01 | 2022-09-05 | CDC Plumbing & Drainage | Kira Jackson
Enware Water Supply Management System: Thermostatic Mixing Valves | 1-y | #AST828 |  | CRPP | CRPP | PR1 | 1 | MA04-BENNETTI 2 | Main Accommodation 04 (Bennetti 2) | L1 | Level 01 | MA04-270 | Cell 70 | HYD | Hydraulics | 1 | CRPP-1-MA4-L1-HYD-38 | 013892 | Enware water supply management system | 7.0 | Hydraulic Services | 28.0 | Thermostatic Mixing Valves | Enware |  |  | Benton's Plumbing Supplies | 1 |  |  |  |  | N | No | 2023-04-01 | 2022-09-05 | CDC Plumbing & Drainage | Kira Jackson
Enware Water Supply Management System: Thermostatic Mixing Valves | 1-y | #AST829 |  | CRPP | CRPP | PR1 | 1 | MA04-BENNETTI 2 | Main Accommodation 04 (Bennetti 2) | L1 | Level 01 | MA04-271 | Cell 71 | HYD | Hydraulics | 1 | CRPP-1-MA4-L1-HYD-39 | 013891 | Enware water supply management system | 7.0 | Hydraulic Services | 28.0 | Thermostatic Mixing Valves | Enware |  |  | Benton's Plumbing Supplies | 1 |  |  |  |  | N | No | 2023-04-01 | 2022-09-05 | CDC Plumbing & Drainage | Kira Jackson
Enware Water Supply Management System: Thermostatic Mixing Valves | 1-y | #AST830 |  | CRPP | CRPP | PR1 | 1 | MA04-BENNETTI 2 | Main Accommodation 04 (Bennetti 2) | L1 | Level 01 | MA04-272 | Cell 72 | HYD | Hydraulics | 1 | CRPP-1-MA4-L1-HYD-40 | 013890 | Enware water supply management system | 7.0 | Hydraulic Services | 28.0 | Thermostatic Mixing Valves | Enware |  |  | Benton's Plumbing Supplies | 1 |  |  |  |  | N | No | 2023-04-01 | 2022-09-05 | CDC Plumbing & Drainage | Kira Jackson
Enware Water Supply Management System: Thermostatic Mixing Valves | 1-y | #AST842 |  | CRPP | CRPP | PR1 | 1 | MA05-CETI 1 | Main Accommodation 05 (Ceti 1) | GR | Ground | MA05-201 | Cell 1 | HYD | Hydraulics | 1 | CRPP-1-MA05-G-HYD-02 | 014175 | Enware water supply management system | 7.0 | Hydraulic Services | 28.0 | Thermostatic Mixing Valves | Enware |  |  | Benton's Plumbing Supplies | 1 |  |  |  |  | N | No | 2023-04-01 | 2022-09-05 | CDC Plumbing & Drainage | Kira Jackson
Enware Water Supply Management System: Thermostatic Mixing Valves | 1-y | #AST843 |  | CRPP | CRPP | PR1 | 1 | MA05-CETI 1 | Main Accommodation 05 (Ceti 1) | GR | Ground | MA05-202 | Cell 2 | HYD | Hydraulics | 1 | CRPP-1-MA05-G-HYD-03 | 014176 | Enware water supply management system | 7.0 | Hydraulic Services | 28.0 | Thermostatic Mixing Valves | Enware |  |  | Benton's Plumbing Supplies | 1 |  |  |  |  | N | No | 2023-04-01 | 2022-09-05 | CDC Plumbing & Drainage | Kira Jackson
Enware Water Supply Management System: Thermostatic Mixing Valves | 1-y | #AST844 |  | CRPP | CRPP | PR1 | 1 | MA05-CETI 1 | Main Accommodation 05 (Ceti 1) | GR | Ground | MA05-203 | Cell 3 | HYD | Hydraulics | 1 | CRPP-1-MA05-G-HYD-04 | 014177 | Enware water supply management system | 7.0 | Hydraulic Services | 28.0 | Thermostatic Mixing Valves | Enware |  |  | Benton's Plumbing Supplies | 1 |  |  |  |  | N | No | 2023-04-01 | 2022-09-05 | CDC Plumbing & Drainage | Kira Jackson
Enware Water Supply Management System: Thermostatic Mixing Valves | 1-y | #AST845 |  | CRPP | CRPP | PR1 | 1 | MA05-CETI 1 | Main Accommodation 05 (Ceti 1) | GR | Ground | MA05-204 | Cell 4 | HYD | Hydraulics | 1 | CRPP-1-MA05-G-HYD-05 | 014178 | Enware water supply management system | 7.0 | Hydraulic Services | 28.0 | Thermostatic Mixing Valves | Enware |  |  | Benton's Plumbing Supplies | 1 |  |  |  |  | N | No | 2023-04-01 | 2022-09-05 | CDC Plumbing & Drainage | Kira Jackson
Enware Water Supply Management System: Thermostatic Mixing Valves | 1-y | #AST846 |  | CRPP | CRPP | PR1 | 1 | MA05-CETI 1 | Main Accommodation 05 (Ceti 1) | GR | Ground | MA05-205 | Cell 5 | HYD | Hydraulics | 1 | CRPP-1-MA05-G-HYD-06 | 014179 | Enware water supply management system | 7.0 | Hydraulic Services | 28.0 | Thermostatic Mixing Valves | Enware |  |  | Benton's Plumbing Supplies | 1 |  |  |  |  | N | No | 2023-04-01 | 2022-09-05 | CDC Plumbing & Drainage | Kira Jackson
Enware Water Supply Management System: Thermostatic Mixing Valves | 1-y | #AST847 |  | CRPP | CRPP | PR1 | 1 | MA05-CETI 1 | Main Accommodation 05 (Ceti 1) | GR | Ground | MA05-206 | Cell 6 | HYD | Hydraulics | 1 | CRPP-1-MA05-G-HYD-07 | 014180 | Enware water supply management system | 7.0 | Hydraulic Services | 28.0 | Thermostatic Mixing Valves | Enware |  |  | Benton's Plumbing Supplies | 1 |  |  |  |  | N | No | 2023-04-01 | 2022-09-05 | CDC Plumbing & Drainage | Kira Jackson
Enware Water Supply Management System: Thermostatic Mixing Valves | 1-y | #AST848 |  | CRPP | CRPP | PR1 | 1 | MA05-CETI 1 | Main Accommodation 05 (Ceti 1) | GR | Ground | MA05-207 | Cell 7 | HYD | Hydraulics | 1 | CRPP-1-MA05-G-HYD-08 | 014181 | Enware water supply management system | 7.0 | Hydraulic Services | 28.0 | Thermostatic Mixing Valves | Enware |  |  | Benton's Plumbing Supplies | 1 |  |  |  |  | N | No | 2023-04-01 | 2022-09-05 | CDC Plumbing & Drainage | Kira Jackson
Enware Water Supply Management System: Thermostatic Mixing Valves | 1-y | #AST849 |  | CRPP | CRPP | PR1 | 1 | MA05-CETI 1 | Main Accommodation 05 (Ceti 1) | GR | Ground | MA05-208 | Cell 8 | HYD | Hydraulics | 1 | CRPP-1-MA05-G-HYD-09 | 014182 | Enware water supply management system | 7.0 | Hydraulic Services | 28.0 | Thermostatic Mixing Valves | Enware |  |  | Benton's Plumbing Supplies | 1 |  |  |  |  | N | No | 2023-04-01 | 2022-09-05 | CDC Plumbing & Drainage | Kira Jackson
Enware Water Supply Management System: Thermostatic Mixing Valves | 1-y | #AST850 |  | CRPP | CRPP | PR1 | 1 | MA05-CETI 1 | Main Accommodation 05 (Ceti 1) | GR | Ground | MA05-209 | Cell 9 | HYD | Hydraulics | 1 | CRPP-1-MA05-G-HYD-10 | 014183 | Enware water supply management system | 7.0 | Hydraulic Services | 28.0 | Thermostatic Mixing Valves | Enware |  |  | Benton's Plumbing Supplies | 1 |  |  |  |  | N | No | 2023-04-01 | 2022-09-05 | CDC Plumbing & Drainage | Kira Jackson
Enware Water Supply Management System: Thermostatic Mixing Valves | 1-y | #AST851 |  | CRPP | CRPP | PR1 | 1 | MA05-CETI 1 | Main Accommodation 05 (Ceti 1) | GR | Ground | MA05-210 | Cell 10 | HYD | Hydraulics | 1 | CRPP-1-MA05-G-HYD-11 | 014184 | Enware water supply management system | 7.0 | Hydraulic Services | 28.0 | Thermostatic Mixing Valves | Enware |  |  | Benton's Plumbing Supplies | 1 |  |  |  |  | N | No | 2023-04-01 | 2022-09-05 | CDC Plumbing & Drainage | Kira Jackson
Enware Water Supply Management System: Thermostatic Mixing Valves | 1-y | #AST852 |  | CRPP | CRPP | PR1 | 1 | MA05-CETI 1 | Main Accommodation 05 (Ceti 1) | GR | Ground | MA05-211 | Cell 11 | HYD | Hydraulics | 1 | CRPP-1-MA05-G-HYD-12 | 014185 | Enware water supply management system | 7.0 | Hydraulic Services | 28.0 | Thermostatic Mixing Valves | Enware |  |  | Benton's Plumbing Supplies | 1 |  |  |  |  | N | No | 2023-04-01 | 2022-09-05 | CDC Plumbing & Drainage | Kira Jackson
Enware Water Supply Management System: Thermostatic Mixing Valves | 1-y | #AST853 |  | CRPP | CRPP | PR1 | 1 | MA05-CETI 1 | Main Accommodation 05 (Ceti 1) | GR | Ground | MA05-212 | Cell 12 | HYD | Hydraulics | 1 | CRPP-1-MA05-G-HYD-13 | 014186 | Enware water supply management system | 7.0 | Hydraulic Services | 28.0 | Thermostatic Mixing Valves | Enware |  |  | Benton's Plumbing Supplies | 1 |  |  |  |  | N | No | 2023-04-01 | 2022-09-05 | CDC Plumbing & Drainage | Kira Jackson
Enware Water Supply Management System: Thermostatic Mixing Valves | 1-y | #AST854 |  | CRPP | CRPP | PR1 | 1 | MA05-CETI 1 | Main Accommodation 05 (Ceti 1) | GR | Ground | MA05-213 | Cell 13 | HYD | Hydraulics | 1 | CRPP-1-MA05-G-HYD-14 | 014187 | Enware water supply management system | 7.0 | Hydraulic Services | 28.0 | Thermostatic Mixing Valves | Enware |  |  | Benton's Plumbing Supplies | 1 |  |  |  |  | N | No | 2023-04-01 | 2022-09-05 | CDC Plumbing & Drainage | Kira Jackson
Enware Water Supply Management System: Thermostatic Mixing Valves | 1-y | #AST855 |  | CRPP | CRPP | PR1 | 1 | MA05-CETI 1 | Main Accommodation 05 (Ceti 1) | GR | Ground | MA05-214 | Cell 14 | HYD | Hydraulics | 1 | CRPP-1-MA05-G-HYD-15 | 014188 | Enware water supply management system | 7.0 | Hydraulic Services | 28.0 | Thermostatic Mixing Valves | Enware |  |  | Benton's Plumbing Supplies | 1 |  |  |  |  | N | No | 2023-04-01 | 2022-09-05 | CDC Plumbing & Drainage | Kira Jackson
Enware Water Supply Management System: Thermostatic Mixing Valves | 1-y | #AST856 |  | CRPP | CRPP | PR1 | 1 | MA05-CETI 1 | Main Accommodation 05 (Ceti 1) | GR | Ground | MA05-215 | Cell 15 | HYD | Hydraulics | 1 | CRPP-1-MA05-G-HYD-16 | 014189 | Enware water supply management system | 7.0 | Hydraulic Services | 28.0 | Thermostatic Mixing Valves | Enware |  |  | Benton's Plumbing Supplies | 1 |  |  |  |  | N | No | 2023-04-01 | 2022-09-05 | CDC Plumbing & Drainage | Kira Jackson
Enware Water Supply Management System: Thermostatic Mixing Valves | 1-y | #AST857 |  | CRPP | CRPP | PR1 | 1 | MA05-CETI 1 | Main Accommodation 05 (Ceti 1) | GR | Ground | MA05-216 | Cell 16 | HYD | Hydraulics | 1 | CRPP-1-MA05-G-HYD-17 | 014190 | Enware water supply management system | 7.0 | Hydraulic Services | 28.0 | Thermostatic Mixing Valves | Enware |  |  | Benton's Plumbing Supplies | 1 |  |  |  |  | N | No | 2023-04-01 | 2022-09-05 | CDC Plumbing & Drainage | Kira Jackson
Enware Water Supply Management System: Thermostatic Mixing Valves | 1-y | #AST858 |  | CRPP | CRPP | PR1 | 1 | MA05-CETI 1 | Main Accommodation 05 (Ceti 1) | GR | Ground | MA05-217 | Double Cell 17 | HYD | Hydraulics | 1 | CRPP-1-MA05-G-HYD-18 | 014191 | Enware water supply management system | 7.0 | Hydraulic Services | 28.0 | Thermostatic Mixing Valves | Enware |  |  | Benton's Plumbing Supplies | 1 |  |  |  |  | N | No | 2023-04-01 | 2022-09-05 | CDC Plumbing & Drainage | Kira Jackson
Enware Water Supply Management System: Thermostatic Mixing Valves | 1-y | #AST859 |  | CRPP | CRPP | PR1 | 1 | MA05-CETI 1 | Main Accommodation 05 (Ceti 1) | GR | Ground | MA05-218 | Cell 18 (Acc) | HYD | Hydraulics | 1 | CRPP-1-MA05-G-HYD-19 | 014192 | Enware water supply management system | 7.0 | Hydraulic Services | 28.0 | Thermostatic Mixing Valves | Enware |  |  | Benton's Plumbing Supplies | 1 |  |  |  |  | N | No | 2023-04-01 | 2022-09-05 | CDC Plumbing & Drainage | Kira Jackson
Enware Water Supply Management System: Thermostatic Mixing Valves | 1-y | #AST860 |  | CRPP | CRPP | PR1 | 1 | MA05-CETI 1 | Main Accommodation 05 (Ceti 1) | L1 | Level 01 | MA05-219 | Cell 19 | HYD | Hydraulics | 1 | CRPP-1-MA05-L1-HYD-05 | 014194 | Enware water supply management system | 7.0 | Hydraulic Services | 28.0 | Thermostatic Mixing Valves | Enware |  |  | Benton's Plumbing Supplies | 1 |  |  |  |  | N | No | 2023-04-01 | 2022-09-05 | CDC Plumbing & Drainage | Kira Jackson
Enware Water Supply Management System: Thermostatic Mixing Valves | 1-y | #AST861 |  | CRPP | CRPP | PR1 | 1 | MA05-CETI 1 | Main Accommodation 05 (Ceti 1) | L1 | Level 01 | MA05-220 | Cell 20 | HYD | Hydraulics | 1 | CRPP-1-MA05-L1-HYD-06 | 014195 | Enware water supply management system | 7.0 | Hydraulic Services | 28.0 | Thermostatic Mixing Valves | Enware |  |  | Benton's Plumbing Supplies | 1 |  |  |  |  | N | No | 2023-04-01 | 2022-09-05 | CDC Plumbing & Drainage | Kira Jackson
Enware Water Supply Management System: Thermostatic Mixing Valves | 1-y | #AST862 |  | CRPP | CRPP | PR1 | 1 | MA05-CETI 1 | Main Accommodation 05 (Ceti 1) | L1 | Level 01 | MA05-221 | Cell 21 | HYD | Hydraulics | 1 | CRPP-1-MA05-L1-HYD-07 | 014196 | Enware water supply management system | 7.0 | Hydraulic Services | 28.0 | Thermostatic Mixing Valves | Enware |  |  | Benton's Plumbing Supplies | 1 |  |  |  |  | N | No | 2023-04-01 | 2022-09-05 | CDC Plumbing & Drainage | Kira Jackson
Enware Water Supply Management System: Thermostatic Mixing Valves | 1-y | #AST863 |  | CRPP | CRPP | PR1 | 1 | MA05-CETI 1 | Main Accommodation 05 (Ceti 1) | L1 | Level 01 | MA05-222 | Cell 22 | HYD | Hydraulics | 1 | CRPP-1-MA05-L1-HYD-08 | 014197 | Enware water supply management system | 7.0 | Hydraulic Services | 28.0 | Thermostatic Mixing Valves | Enware |  |  | Benton's Plumbing Supplies | 1 |  |  |  |  | N | No | 2023-04-01 | 2022-09-05 | CDC Plumbing & Drainage | Kira Jackson
Enware Water Supply Management System: Thermostatic Mixing Valves | 1-y | #AST864 |  | CRPP | CRPP | PR1 | 1 | MA05-CETI 1 | Main Accommodation 05 (Ceti 1) | L1 | Level 01 | MA05-223 | Cell 23 | HYD | Hydraulics | 1 | CRPP-1-MA05-L1-HYD-09 | 014198 | Enware water supply management system | 7.0 | Hydraulic Services | 28.0 | Thermostatic Mixing Valves | Enware |  |  | Benton's Plumbing Supplies | 1 |  |  |  |  | N | No | 2023-04-01 | 2022-09-05 | CDC Plumbing & Drainage | Kira Jackson
Enware Water Supply Management System: Thermostatic Mixing Valves | 1-y | #AST865 |  | CRPP | CRPP | PR1 | 1 | MA05-CETI 1 | Main Accommodation 05 (Ceti 1) | L1 | Level 01 | MA05-224 | Cell 24 | HYD | Hydraulics | 1 | CRPP-1-MA05-L1-HYD-10 | 014199 | Enware water supply management system | 7.0 | Hydraulic Services | 28.0 | Thermostatic Mixing Valves | Enware |  |  | Benton's Plumbing Supplies | 1 |  |  |  |  | N | No | 2023-04-01 | 2022-09-05 | CDC Plumbing & Drainage | Kira Jackson
Enware Water Supply Management System: Thermostatic Mixing Valves | 1-y | #AST866 |  | CRPP | CRPP | PR1 | 1 | MA05-CETI 1 | Main Accommodation 05 (Ceti 1) | L1 | Level 01 | MA05-225 | Cell 25 | HYD | Hydraulics | 1 | CRPP-1-MA05-L1-HYD-11 | 014200 | Enware water supply management system | 7.0 | Hydraulic Services | 28.0 | Thermostatic Mixing Valves | Enware |  |  | Benton's Plumbing Supplies | 1 |  |  |  |  | N | No | 2023-04-01 | 2022-09-05 | CDC Plumbing & Drainage | Kira Jackson
Enware Water Supply Management System: Thermostatic Mixing Valves | 1-y | #AST867 |  | CRPP | CRPP | PR1 | 1 | MA05-CETI 1 | Main Accommodation 05 (Ceti 1) | L1 | Level 01 | MA05-226 | Cell 26 | HYD | Hydraulics | 1 | CRPP-1-MA05-L1-HYD-12 | 014201 | Enware water supply management system | 7.0 | Hydraulic Services | 28.0 | Thermostatic Mixing Valves | Enware |  |  | Benton's Plumbing Supplies | 1 |  |  |  |  | N | No | 2023-04-01 | 2022-09-05 | CDC Plumbing & Drainage | Kira Jackson
Enware Water Supply Management System: Thermostatic Mixing Valves | 1-y | #AST868 |  | CRPP | CRPP | PR1 | 1 | MA05-CETI 1 | Main Accommodation 05 (Ceti 1) | L1 | Level 01 | MA05-227 | Cell 27 | HYD | Hydraulics | 1 | CRPP-1-MA05-L1-HYD-13 | 014202 | Enware water supply management system | 7.0 | Hydraulic Services | 28.0 | Thermostatic Mixing Valves | Enware |  |  | Benton's Plumbing Supplies | 1 |  |  |  |  | N | No | 2023-04-01 | 2022-09-05 | CDC Plumbing & Drainage | Kira Jackson
Enware Water Supply Management System: Thermostatic Mixing Valves | 1-y | #AST869 |  | CRPP | CRPP | PR1 | 1 | MA05-CETI 1 | Main Accommodation 05 (Ceti 1) | L1 | Level 01 | MA05-228 | Cell 28 | HYD | Hydraulics | 1 | CRPP-1-MA05-L1-HYD-14 | 014203 | Enware water supply management system | 7.0 | Hydraulic Services | 28.0 | Thermostatic Mixing Valves | Enware |  |  | Benton's Plumbing Supplies | 1 |  |  |  |  | N | No | 2023-04-01 | 2022-09-05 | CDC Plumbing & Drainage | Kira Jackson
Enware Water Supply Management System: Thermostatic Mixing Valves | 1-y | #AST870 |  | CRPP | CRPP | PR1 | 1 | MA05-CETI 1 | Main Accommodation 05 (Ceti 1) | L1 | Level 01 | MA05-229 | Cell 29 | HYD | Hydraulics | 1 | CRPP-1-MA05-L1-HYD-15 | 014204 | Enware water supply management system | 7.0 | Hydraulic Services | 28.0 | Thermostatic Mixing Valves | Enware |  |  | Benton's Plumbing Supplies | 1 |  |  |  |  | N | No | 2023-04-01 | 2022-09-05 | CDC Plumbing & Drainage | Kira Jackson
Enware Water Supply Management System: Thermostatic Mixing Valves | 1-y | #AST871 |  | CRPP | CRPP | PR1 | 1 | MA05-CETI 1 | Main Accommodation 05 (Ceti 1) | L1 | Level 01 | MA05-230 | Cell 30 | HYD | Hydraulics | 1 | CRPP-1-MA05-L1-HYD-16 | 014205 | Enware water supply management system | 7.0 | Hydraulic Services | 28.0 | Thermostatic Mixing Valves | Enware |  |  | Benton's Plumbing Supplies | 1 |  |  |  |  | N | No | 2023-04-01 | 2022-09-05 | CDC Plumbing & Drainage | Kira Jackson
Enware Water Supply Management System: Thermostatic Mixing Valves | 1-y | #AST872 |  | CRPP | CRPP | PR1 | 1 | MA05-CETI 1 | Main Accommodation 05 (Ceti 1) | L1 | Level 01 | MA05-231 | Cell 31 | HYD | Hydraulics | 1 | CRPP-1-MA05-L1-HYD-17 | 014206 | Enware water supply management system | 7.0 | Hydraulic Services | 28.0 | Thermostatic Mixing Valves | Enware |  |  | Benton's Plumbing Supplies | 1 |  |  |  |  | N | No | 2023-04-01 | 2022-09-05 | CDC Plumbing & Drainage | Kira Jackson
Enware Water Supply Management System: Thermostatic Mixing Valves | 1-y | #AST873 |  | CRPP | CRPP | PR1 | 1 | MA05-CETI 1 | Main Accommodation 05 (Ceti 1) | L1 | Level 01 | MA05-232 | Cell 32 | HYD | Hydraulics | 1 | CRPP-1-MA05-L1-HYD-18 | 014207 | Enware water supply management system | 7.0 | Hydraulic Services | 28.0 | Thermostatic Mixing Valves | Enware |  |  | Benton's Plumbing Supplies | 1 |  |  |  |  | N | No | 2023-04-01 | 2022-09-05 | CDC Plumbing & Drainage | Kira Jackson
Enware Water Supply Management System: Thermostatic Mixing Valves | 1-y | #AST874 |  | CRPP | CRPP | PR1 | 1 | MA05-CETI 1 | Main Accommodation 05 (Ceti 1) | L1 | Level 01 | MA05-233 | Cell 33 | HYD | Hydraulics | 1 | CRPP-1-MA05-L1-HYD-19 | 014208 | Enware water supply management system | 7.0 | Hydraulic Services | 28.0 | Thermostatic Mixing Valves | Enware |  |  | Benton's Plumbing Supplies | 1 |  |  |  |  | N | No | 2023-04-01 | 2022-09-05 | CDC Plumbing & Drainage | Kira Jackson
Enware Water Supply Management System: Thermostatic Mixing Valves | 1-y | #AST875 |  | CRPP | CRPP | PR1 | 1 | MA05-CETI 1 | Main Accommodation 05 (Ceti 1) | L1 | Level 01 | MA05-234 | Cell 34 | HYD | Hydraulics | 1 | CRPP-1-MA05-L1-HYD-20 | 014209 | Enware water supply management system | 7.0 | Hydraulic Services | 28.0 | Thermostatic Mixing Valves | Enware |  |  | Benton's Plumbing Supplies | 1 |  |  |  |  | N | No | 2023-04-01 | 2022-09-05 | CDC Plumbing & Drainage | Kira Jackson
Enware Water Supply Management System: Thermostatic Mixing Valves | 1-y | #AST876 |  | CRPP | CRPP | PR1 | 1 | MA05-CETI 1 | Main Accommodation 05 (Ceti 1) | L1 | Level 01 | MA05-235 | Double Cell 35 | HYD | Hydraulics | 1 | CRPP-1-MA05-L1-HYD-21 | 014210 | Enware water supply management system | 7.0 | Hydraulic Services | 28.0 | Thermostatic Mixing Valves | Enware |  |  | Benton's Plumbing Supplies | 1 |  |  |  |  | N | No | 2023-04-01 | 2022-09-05 | CDC Plumbing & Drainage | Kira Jackson
Enware Water Supply Management System: Thermostatic Mixing Valves | 1-y | #AST877 |  | CRPP | CRPP | PR1 | 1 | MA05-CETI 1 | Main Accommodation 05 (Ceti 1) | L1 | Level 01 | MA05-236 | Double Cell 36 | HYD | Hydraulics | 1 | CRPP-1-MA05-L1-HYD-22 | 014211 | Enware water supply management system | 7.0 | Hydraulic Services | 28.0 | Thermostatic Mixing Valves | Enware |  |  | Benton's Plumbing Supplies | 1 |  |  |  |  | N | No | 2023-04-01 | 2022-09-05 | CDC Plumbing & Drainage | Kira Jackson
Enware Water Supply Management System: Thermostatic Mixing Valves | 1-y | #AST878 |  | CRPP | CRPP | PR1 | 1 | MA05-CETI 1 | Main Accommodation 05 (Ceti 1) | GR | Ground | MA05-237 | Cell 37 (Acc) | HYD | Hydraulics | 1 | CRPP-1-MA05-G-HYD-20 | 014226 | Enware water supply management system | 7.0 | Hydraulic Services | 28.0 | Thermostatic Mixing Valves | Enware |  |  | Benton's Plumbing Supplies | 1 |  |  |  |  | N | No | 2023-04-01 | 2022-09-05 | CDC Plumbing & Drainage | Kira Jackson
Enware Water Supply Management System: Thermostatic Mixing Valves | 1-y | #AST879 |  | CRPP | CRPP | PR1 | 1 | MA05-CETI 1 | Main Accommodation 05 (Ceti 1) | GR | Ground | MA05-238 | Double Cell 38 | HYD | Hydraulics | 1 | CRPP-1-MA05-G-HYD-21 | 014227 | Enware water supply management system | 7.0 | Hydraulic Services | 28.0 | Thermostatic Mixing Valves | Enware |  |  | Benton's Plumbing Supplies | 1 |  |  |  |  | N | No | 2023-04-01 | 2022-09-05 | CDC Plumbing & Drainage | Kira Jackson
Enware Water Supply Management System: Thermostatic Mixing Valves | 1-y | #AST880 |  | CRPP | CRPP | PR1 | 1 | MA05-CETI 1 | Main Accommodation 05 (Ceti 1) | GR | Ground | MA05-239 | Cell 39 | HYD | Hydraulics | 1 | CRPP-1-MA05-G-HYD-22 | 014228 | Enware water supply management system | 7.0 | Hydraulic Services | 28.0 | Thermostatic Mixing Valves | Enware |  |  | Benton's Plumbing Supplies | 1 |  |  |  |  | N | No | 2023-04-01 | 2022-09-05 | CDC Plumbing & Drainage | Kira Jackson
Enware Water Supply Management System: Thermostatic Mixing Valves | 1-y | #AST881 |  | CRPP | CRPP | PR1 | 1 | MA05-CETI 1 | Main Accommodation 05 (Ceti 1) | GR | Ground | MA05-240 | Cell 40 | HYD | Hydraulics | 1 | CRPP-1-MA05-G-HYD-23 | 014229 | Enware water supply management system | 7.0 | Hydraulic Services | 28.0 | Thermostatic Mixing Valves | Enware |  |  | Benton's Plumbing Supplies | 1 |  |  |  |  | N | No | 2023-04-01 | 2022-09-05 | CDC Plumbing & Drainage | Kira Jackson
Enware Water Supply Management System: Thermostatic Mixing Valves | 1-y | #AST882 |  | CRPP | CRPP | PR1 | 1 | MA05-CETI 1 | Main Accommodation 05 (Ceti 1) | GR | Ground | MA05-241 | Cell 41 | HYD | Hydraulics | 1 | CRPP-1-MA05-G-HYD-24 | 014230 | Enware water supply management system | 7.0 | Hydraulic Services | 28.0 | Thermostatic Mixing Valves | Enware |  |  | Benton's Plumbing Supplies | 1 |  |  |  |  | N | No | 2023-04-01 | 2022-09-05 | CDC Plumbing & Drainage | Kira Jackson
Enware Water Supply Management System: Thermostatic Mixing Valves | 1-y | #AST883 |  | CRPP | CRPP | PR1 | 1 | MA05-CETI 1 | Main Accommodation 05 (Ceti 1) | GR | Ground | MA05-242 | Cell 42 | HYD | Hydraulics | 1 | CRPP-1-MA05-G-HYD-25 | 014231 | Enware water supply management system | 7.0 | Hydraulic Services | 28.0 | Thermostatic Mixing Valves | Enware |  |  | Benton's Plumbing Supplies | 1 |  |  |  |  | N | No | 2023-04-01 | 2022-09-05 | CDC Plumbing & Drainage | Kira Jackson
Enware Water Supply Management System: Thermostatic Mixing Valves | 1-y | #AST884 |  | CRPP | CRPP | PR1 | 1 | MA05-CETI 1 | Main Accommodation 05 (Ceti 1) | GR | Ground | MA05-243 | Cell 43 | HYD | Hydraulics | 1 | CRPP-1-MA05-G-HYD-26 | 014232 | Enware water supply management system | 7.0 | Hydraulic Services | 28.0 | Thermostatic Mixing Valves | Enware |  |  | Benton's Plumbing Supplies | 1 |  |  |  |  | N | No | 2023-04-01 | 2022-09-05 | CDC Plumbing & Drainage | Kira Jackson
Enware Water Supply Management System: Thermostatic Mixing Valves | 1-y | #AST885 |  | CRPP | CRPP | PR1 | 1 | MA05-CETI 1 | Main Accommodation 05 (Ceti 1) | GR | Ground | MA05-244 | Cell 44 | HYD | Hydraulics | 1 | CRPP-1-MA05-G-HYD-27 | 014233 | Enware water supply management system | 7.0 | Hydraulic Services | 28.0 | Thermostatic Mixing Valves | Enware |  |  | Benton's Plumbing Supplies | 1 |  |  |  |  | N | No | 2023-04-01 | 2022-09-05 | CDC Plumbing & Drainage | Kira Jackson
Enware Water Supply Management System: Thermostatic Mixing Valves | 1-y | #AST886 |  | CRPP | CRPP | PR1 | 1 | MA05-CETI 1 | Main Accommodation 05 (Ceti 1) | GR | Ground | MA05-245 | Cell 45 | HYD | Hydraulics | 1 | CRPP-1-MA05-G-HYD-28 | 014234 | Enware water supply management system | 7.0 | Hydraulic Services | 28.0 | Thermostatic Mixing Valves | Enware |  |  | Benton's Plumbing Supplies | 1 |  |  |  |  | N | No | 2023-04-01 | 2022-09-05 | CDC Plumbing & Drainage | Kira Jackson
Enware Water Supply Management System: Thermostatic Mixing Valves | 1-y | #AST887 |  | CRPP | CRPP | PR1 | 1 | MA05-CETI 1 | Main Accommodation 05 (Ceti 1) | GR | Ground | MA05-246 | Cell 46 | HYD | Hydraulics | 1 | CRPP-1-MA05-G-HYD-29 | 014235 | Enware water supply management system | 7.0 | Hydraulic Services | 28.0 | Thermostatic Mixing Valves | Enware |  |  | Benton's Plumbing Supplies | 1 |  |  |  |  | N | No | 2023-04-01 | 2022-09-05 | CDC Plumbing & Drainage | Kira Jackson
Enware Water Supply Management System: Thermostatic Mixing Valves | 1-y | #AST888 |  | CRPP | CRPP | PR1 | 1 | MA05-CETI 1 | Main Accommodation 05 (Ceti 1) | GR | Ground | MA05-247 | Cell 47 | HYD | Hydraulics | 1 | CRPP-1-MA05-G-HYD-30 | 014236 | Enware water supply management system | 7.0 | Hydraulic Services | 28.0 | Thermostatic Mixing Valves | Enware |  |  | Benton's Plumbing Supplies | 1 |  |  |  |  | N | No | 2023-04-01 | 2022-09-05 | CDC Plumbing & Drainage | Kira Jackson
Enware Water Supply Management System: Thermostatic Mixing Valves | 1-y | #AST889 |  | CRPP | CRPP | PR1 | 1 | MA05-CETI 1 | Main Accommodation 05 (Ceti 1) | GR | Ground | MA05-248 | Cell 48 | HYD | Hydraulics | 1 | CRPP-1-MA05-G-HYD-31 | 014237 | Enware water supply management system | 7.0 | Hydraulic Services | 28.0 | Thermostatic Mixing Valves | Enware |  |  | Benton's Plumbing Supplies | 1 |  |  |  |  | N | No | 2023-04-01 | 2022-09-05 | CDC Plumbing & Drainage | Kira Jackson
Enware Water Supply Management System: Thermostatic Mixing Valves | 1-y | #AST890 |  | CRPP | CRPP | PR1 | 1 | MA05-CETI 1 | Main Accommodation 05 (Ceti 1) | GR | Ground | MA05-249 | Cell 49 | HYD | Hydraulics | 1 | CRPP-1-MA05-G-HYD-32 | 014238 | Enware water supply management system | 7.0 | Hydraulic Services | 28.0 | Thermostatic Mixing Valves | Enware |  |  | Benton's Plumbing Supplies | 1 |  |  |  |  | N | No | 2023-04-01 | 2022-09-05 | CDC Plumbing & Drainage | Kira Jackson
Enware Water Supply Management System: Thermostatic Mixing Valves | 1-y | #AST891 |  | CRPP | CRPP | PR1 | 1 | MA05-CETI 1 | Main Accommodation 05 (Ceti 1) | GR | Ground | MA05-250 | Cell 50 | HYD | Hydraulics | 1 | CRPP-1-MA05-G-HYD-33 | 014239 | Enware water supply management system | 7.0 | Hydraulic Services | 28.0 | Thermostatic Mixing Valves | Enware |  |  | Benton's Plumbing Supplies | 1 |  |  |  |  | N | No | 2023-04-01 | 2022-09-05 | CDC Plumbing & Drainage | Kira Jackson
Enware Water Supply Management System: Thermostatic Mixing Valves | 1-y | #AST892 |  | CRPP | CRPP | PR1 | 1 | MA05-CETI 1 | Main Accommodation 05 (Ceti 1) | GR | Ground | MA05-251 | Cell 51 | HYD | Hydraulics | 1 | CRPP-1-MA05-G-HYD-34 | 014240 | Enware water supply management system | 7.0 | Hydraulic Services | 28.0 | Thermostatic Mixing Valves | Enware |  |  | Benton's Plumbing Supplies | 1 |  |  |  |  | N | No | 2023-04-01 | 2022-09-05 | CDC Plumbing & Drainage | Kira Jackson
Enware Water Supply Management System: Thermostatic Mixing Valves | 1-y | #AST893 |  | CRPP | CRPP | PR1 | 1 | MA05-CETI 1 | Main Accommodation 05 (Ceti 1) | GR | Ground | MA05-252 | Cell 52 | HYD | Hydraulics | 1 | CRPP-1-MA05-G-HYD-35 | 014241 | Enware water supply management system | 7.0 | Hydraulic Services | 28.0 | Thermostatic Mixing Valves | Enware |  |  | Benton's Plumbing Supplies | 1 |  |  |  |  | N | No | 2023-04-01 | 2022-09-05 | CDC Plumbing & Drainage | Kira Jackson
Enware Water Supply Management System: Thermostatic Mixing Valves | 1-y | #AST894 |  | CRPP | CRPP | PR1 | 1 | MA05-CETI 1 | Main Accommodation 05 (Ceti 1) | GR | Ground | MA05-253 | Cell 53 | HYD | Hydraulics | 1 | CRPP-1-MA05-G-HYD-36 | 014242 | Enware water supply management system | 7.0 | Hydraulic Services | 28.0 | Thermostatic Mixing Valves | Enware |  |  | Benton's Plumbing Supplies | 1 |  |  |  |  | N | No | 2023-04-01 | 2022-09-05 | CDC Plumbing & Drainage | Kira Jackson
Enware Water Supply Management System: Thermostatic Mixing Valves | 1-y | #AST895 |  | CRPP | CRPP | PR1 | 1 | MA05-CETI 1 | Main Accommodation 05 (Ceti 1) | GR | Ground | MA05-254 | Cell 54 | HYD | Hydraulics | 1 | CRPP-1-MA05-G-HYD-37 | 014243 | Enware water supply management system | 7.0 | Hydraulic Services | 28.0 | Thermostatic Mixing Valves | Enware |  |  | Benton's Plumbing Supplies | 1 |  |  |  |  | N | No | 2023-04-01 | 2022-09-05 | CDC Plumbing & Drainage | Kira Jackson
Enware Water Supply Management System: Thermostatic Mixing Valves | 1-y | #AST896 |  | CRPP | CRPP | PR1 | 1 | MA05-CETI 1 | Main Accommodation 05 (Ceti 1) | L1 | Level 01 | MA05-255 | Double Cell 55 | HYD | Hydraulics | 1 | CRPP-1-MA05-L1-HYD-23 | 014246 | Enware water supply management system | 7.0 | Hydraulic Services | 28.0 | Thermostatic Mixing Valves | Enware |  |  | Benton's Plumbing Supplies | 1 |  |  |  |  | N | No | 2023-04-01 | 2022-09-05 | CDC Plumbing & Drainage | Kira Jackson
Enware Water Supply Management System: Thermostatic Mixing Valves | 1-y | #AST897 |  | CRPP | CRPP | PR1 | 1 | MA05-CETI 1 | Main Accommodation 05 (Ceti 1) | L1 | Level 01 | MA05-256 | Double Cell 56 | HYD | Hydraulics | 1 | CRPP-1-MA05-L1-HYD-24 | 014247 | Enware water supply management system | 7.0 | Hydraulic Services | 28.0 | Thermostatic Mixing Valves | Enware |  |  | Benton's Plumbing Supplies | 1 |  |  |  |  | N | No | 2023-04-01 | 2022-09-05 | CDC Plumbing & Drainage | Kira Jackson
Enware Water Supply Management System: Thermostatic Mixing Valves | 1-y | #AST898 |  | CRPP | CRPP | PR1 | 1 | MA05-CETI 1 | Main Accommodation 05 (Ceti 1) | L1 | Level 01 | MA05-257 | Cell 57 | HYD | Hydraulics | 1 | CRPP-1-MA05-L1-HYD-25 | 014248 | Enware water supply management system | 7.0 | Hydraulic Services | 28.0 | Thermostatic Mixing Valves | Enware |  |  | Benton's Plumbing Supplies | 1 |  |  |  |  | N | No | 2023-04-01 | 2022-09-05 | CDC Plumbing & Drainage | Kira Jackson
Enware Water Supply Management System: Thermostatic Mixing Valves | 1-y | #AST899 |  | CRPP | CRPP | PR1 | 1 | MA05-CETI 1 | Main Accommodation 05 (Ceti 1) | L1 | Level 01 | MA05-258 | Cell 58 | HYD | Hydraulics | 1 | CRPP-1-MA05-L1-HYD-26 | 014249 | Enware water supply management system | 7.0 | Hydraulic Services | 28.0 | Thermostatic Mixing Valves | Enware |  |  | Benton's Plumbing Supplies | 1 |  |  |  |  | N | No | 2023-04-01 | 2022-09-05 | CDC Plumbing & Drainage | Kira Jackson
Enware Water Supply Management System: Thermostatic Mixing Valves | 1-y | #AST900 |  | CRPP | CRPP | PR1 | 1 | MA05-CETI 1 | Main Accommodation 05 (Ceti 1) | L1 | Level 01 | MA05-259 | Cell 59 | HYD | Hydraulics | 1 | CRPP-1-MA05-L1-HYD-27 | 014250 | Enware water supply management system | 7.0 | Hydraulic Services | 28.0 | Thermostatic Mixing Valves | Enware |  |  | Benton's Plumbing Supplies | 1 |  |  |  |  | N | No | 2023-04-01 | 2022-09-05 | CDC Plumbing & Drainage | Kira Jackson
Enware Water Supply Management System: Thermostatic Mixing Valves | 1-y | #AST901 |  | CRPP | CRPP | PR1 | 1 | MA05-CETI 1 | Main Accommodation 05 (Ceti 1) | L1 | Level 01 | MA05-260 | Cell 60 | HYD | Hydraulics | 1 | CRPP-1-MA05-L1-HYD-28 | 014251 | Enware water supply management system | 7.0 | Hydraulic Services | 28.0 | Thermostatic Mixing Valves | Enware |  |  | Benton's Plumbing Supplies | 1 |  |  |  |  | N | No | 2023-04-01 | 2022-09-05 | CDC Plumbing & Drainage | Kira Jackson
Enware Water Supply Management System: Thermostatic Mixing Valves | 1-y | #AST902 |  | CRPP | CRPP | PR1 | 1 | MA05-CETI 1 | Main Accommodation 05 (Ceti 1) | L1 | Level 01 | MA05-261 | Cell 61 | HYD | Hydraulics | 1 | CRPP-1-MA05-L1-HYD-29 | 014252 | Enware water supply management system | 7.0 | Hydraulic Services | 28.0 | Thermostatic Mixing Valves | Enware |  |  | Benton's Plumbing Supplies | 1 |  |  |  |  | N | No | 2023-04-01 | 2022-09-05 | CDC Plumbing & Drainage | Kira Jackson
Enware Water Supply Management System: Thermostatic Mixing Valves | 1-y | #AST903 |  | CRPP | CRPP | PR1 | 1 | MA05-CETI 1 | Main Accommodation 05 (Ceti 1) | L1 | Level 01 | MA05-262 | Cell 62 | HYD | Hydraulics | 1 | CRPP-1-MA05-L1-HYD-30 | 014253 | Enware water supply management system | 7.0 | Hydraulic Services | 28.0 | Thermostatic Mixing Valves | Enware |  |  | Benton's Plumbing Supplies | 1 |  |  |  |  | N | No | 2023-04-01 | 2022-09-05 | CDC Plumbing & Drainage | Kira Jackson
Enware Water Supply Management System: Thermostatic Mixing Valves | 1-y | #AST904 |  | CRPP | CRPP | PR1 | 1 | MA05-CETI 1 | Main Accommodation 05 (Ceti 1) | L1 | Level 01 | MA05-263 | Cell 63 | HYD | Hydraulics | 1 | CRPP-1-MA05-L1-HYD-31 | 014254 | Enware water supply management system | 7.0 | Hydraulic Services | 28.0 | Thermostatic Mixing Valves | Enware |  |  | Benton's Plumbing Supplies | 1 |  |  |  |  | N | No | 2023-04-01 | 2022-09-05 | CDC Plumbing & Drainage | Kira Jackson
Enware Water Supply Management System: Thermostatic Mixing Valves | 1-y | #AST905 |  | CRPP | CRPP | PR1 | 1 | MA05-CETI 1 | Main Accommodation 05 (Ceti 1) | L1 | Level 01 | MA05-264 | Cell 64 | HYD | Hydraulics | 1 | CRPP-1-MA05-L1-HYD-32 | 014255 | Enware water supply management system | 7.0 | Hydraulic Services | 28.0 | Thermostatic Mixing Valves | Enware |  |  | Benton's Plumbing Supplies | 1 |  |  |  |  | N | No | 2023-04-01 | 2022-09-05 | CDC Plumbing & Drainage | Kira Jackson
Enware Water Supply Management System: Thermostatic Mixing Valves | 1-y | #AST906 |  | CRPP | CRPP | PR1 | 1 | MA05-CETI 1 | Main Accommodation 05 (Ceti 1) | L1 | Level 01 | MA05-265 | Cell 65 | HYD | Hydraulics | 1 | CRPP-1-MA05-L1-HYD-33 | 014256 | Enware water supply management system | 7.0 | Hydraulic Services | 28.0 | Thermostatic Mixing Valves | Enware |  |  | Benton's Plumbing Supplies | 1 |  |  |  |  | N | No | 2023-04-01 | 2022-09-05 | CDC Plumbing & Drainage | Kira Jackson
Enware Water Supply Management System: Thermostatic Mixing Valves | 1-y | #AST907 |  | CRPP | CRPP | PR1 | 1 | MA05-CETI 1 | Main Accommodation 05 (Ceti 1) | L1 | Level 01 | MA05-266 | Cell 66 | HYD | Hydraulics | 1 | CRPP-1-MA05-L1-HYD-34 | 014257 | Enware water supply management system | 7.0 | Hydraulic Services | 28.0 | Thermostatic Mixing Valves | Enware |  |  | Benton's Plumbing Supplies | 1 |  |  |  |  | N | No | 2023-04-01 | 2022-09-05 | CDC Plumbing & Drainage | Kira Jackson
Enware Water Supply Management System: Thermostatic Mixing Valves | 1-y | #AST908 |  | CRPP | CRPP | PR1 | 1 | MA05-CETI 1 | Main Accommodation 05 (Ceti 1) | L1 | Level 01 | MA05-267 | Cell 67 | HYD | Hydraulics | 1 | CRPP-1-MA05-L1-HYD-35 | 014258 | Enware water supply management system | 7.0 | Hydraulic Services | 28.0 | Thermostatic Mixing Valves | Enware |  |  | Benton's Plumbing Supplies | 1 |  |  |  |  | N | No | 2023-04-01 | 2022-09-05 | CDC Plumbing & Drainage | Kira Jackson
Enware Water Supply Management System: Thermostatic Mixing Valves | 1-y | #AST909 |  | CRPP | CRPP | PR1 | 1 | MA05-CETI 1 | Main Accommodation 05 (Ceti 1) | L1 | Level 01 | MA05-268 | Cell 68 | HYD | Hydraulics | 1 | CRPP-1-MA05-L1-HYD-36 | 014259 | Enware water supply management system | 7.0 | Hydraulic Services | 28.0 | Thermostatic Mixing Valves | Enware |  |  | Benton's Plumbing Supplies | 1 |  |  |  |  | N | No | 2023-04-01 | 2022-09-05 | CDC Plumbing & Drainage | Kira Jackson
Enware Water Supply Management System: Thermostatic Mixing Valves | 1-y | #AST910 |  | CRPP | CRPP | PR1 | 1 | MA05-CETI 1 | Main Accommodation 05 (Ceti 1) | L1 | Level 01 | MA05-269 | Cell 69 | HYD | Hydraulics | 1 | CRPP-1-MA05-L1-HYD-37 | 014260 | Enware water supply management system | 7.0 | Hydraulic Services | 28.0 | Thermostatic Mixing Valves | Enware |  |  | Benton's Plumbing Supplies | 1 |  |  |  |  | N | No | 2023-04-01 | 2022-09-05 | CDC Plumbing & Drainage | Kira Jackson
Enware Water Supply Management System: Thermostatic Mixing Valves | 1-y | #AST911 |  | CRPP | CRPP | PR1 | 1 | MA05-CETI 1 | Main Accommodation 05 (Ceti 1) | L1 | Level 01 | MA05-270 | Cell 70 | HYD | Hydraulics | 1 | CRPP-1-MA05-L1-HYD-38 | 014261 | Enware water supply management system | 7.0 | Hydraulic Services | 28.0 | Thermostatic Mixing Valves | Enware |  |  | Benton's Plumbing Supplies | 1 |  |  |  |  | N | No | 2023-04-01 | 2022-09-05 | CDC Plumbing & Drainage | Kira Jackson
Enware Water Supply Management System: Thermostatic Mixing Valves | 1-y | #AST912 |  | CRPP | CRPP | PR1 | 1 | MA05-CETI 1 | Main Accommodation 05 (Ceti 1) | L1 | Level 01 | MA05-271 | Cell 71 | HYD | Hydraulics | 1 | CRPP-1-MA05-L1-HYD-39 | 014262 | Enware water supply management system | 7.0 | Hydraulic Services | 28.0 | Thermostatic Mixing Valves | Enware |  |  | Benton's Plumbing Supplies | 1 |  |  |  |  | N | No | 2023-04-01 | 2022-09-05 | CDC Plumbing & Drainage | Kira Jackson
Enware Water Supply Management System: Thermostatic Mixing Valves | 1-y | #AST913 |  | CRPP | CRPP | PR1 | 1 | MA05-CETI 1 | Main Accommodation 05 (Ceti 1) | L1 | Level 01 | MA05-272 | Cell 72 | HYD | Hydraulics | 1 | CRPP-1-MA05-L1-HYD-40 | 014263 | Enware water supply management system | 7.0 | Hydraulic Services | 28.0 | Thermostatic Mixing Valves | Enware |  |  | Benton's Plumbing Supplies | 1 |  |  |  |  | N | No | 2023-04-01 | 2022-09-05 | CDC Plumbing & Drainage | Kira Jackson
Enware Water Supply Management System: Thermostatic Mixing Valves | 1-y | #AST925 |  | CRPP | CRPP | PR1 | 1 | MA06-CETI 2 | Main Accommodation 06 (Ceti 2) | GR | Ground | MA06-201 | Cell 1 | HYD | Hydraulics | 1 | CRPP-1-MA06-G-HYD-02 | 014277 | Enware water supply management system | 7.0 | Hydraulic Services | 28.0 | Thermostatic Mixing Valves | Enware |  |  | Benton's Plumbing Supplies | 1 |  |  |  |  | N | No | 2023-04-01 | 2022-09-05 | CDC Plumbing & Drainage | Kira Jackson
Enware Water Supply Management System: Thermostatic Mixing Valves | 1-y | #AST926 |  | CRPP | CRPP | PR1 | 1 | MA06-CETI 2 | Main Accommodation 06 (Ceti 2) | GR | Ground | MA06-202 | Cell 2 | HYD | Hydraulics | 1 | CRPP-1-MA06-G-HYD-03 | 014278 | Enware water supply management system | 7.0 | Hydraulic Services | 28.0 | Thermostatic Mixing Valves | Enware |  |  | Benton's Plumbing Supplies | 1 |  |  |  |  | N | No | 2023-04-01 | 2022-09-05 | CDC Plumbing & Drainage | Kira Jackson
Enware Water Supply Management System: Thermostatic Mixing Valves | 1-y | #AST927 |  | CRPP | CRPP | PR1 | 1 | MA06-CETI 2 | Main Accommodation 06 (Ceti 2) | GR | Ground | MA06-203 | Cell 3 | HYD | Hydraulics | 1 | CRPP-1-MA06-G-HYD-04 | 014279 | Enware water supply management system | 7.0 | Hydraulic Services | 28.0 | Thermostatic Mixing Valves | Enware |  |  | Benton's Plumbing Supplies | 1 |  |  |  |  | N | No | 2023-04-01 | 2022-09-05 | CDC Plumbing & Drainage | Kira Jackson
Enware Water Supply Management System: Thermostatic Mixing Valves | 1-y | #AST928 |  | CRPP | CRPP | PR1 | 1 | MA06-CETI 2 | Main Accommodation 06 (Ceti 2) | GR | Ground | MA06-204 | Cell 4 | HYD | Hydraulics | 1 | CRPP-1-MA06-G-HYD-05 | 014280 | Enware water supply management system | 7.0 | Hydraulic Services | 28.0 | Thermostatic Mixing Valves | Enware |  |  | Benton's Plumbing Supplies | 1 |  |  |  |  | N | No | 2023-04-01 | 2022-09-05 | CDC Plumbing & Drainage | Kira Jackson
Enware Water Supply Management System: Thermostatic Mixing Valves | 1-y | #AST929 |  | CRPP | CRPP | PR1 | 1 | MA06-CETI 2 | Main Accommodation 06 (Ceti 2) | GR | Ground | MA06-205 | Cell 5 | HYD | Hydraulics | 1 | CRPP-1-MA06-G-HYD-06 | 014281 | Enware water supply management system | 7.0 | Hydraulic Services | 28.0 | Thermostatic Mixing Valves | Enware |  |  | Benton's Plumbing Supplies | 1 |  |  |  |  | N | No | 2023-04-01 | 2022-09-05 | CDC Plumbing & Drainage | Kira Jackson
Enware Water Supply Management System: Thermostatic Mixing Valves | 1-y | #AST930 |  | CRPP | CRPP | PR1 | 1 | MA06-CETI 2 | Main Accommodation 06 (Ceti 2) | GR | Ground | MA06-206 | Cell 6 | HYD | Hydraulics | 1 | CRPP-1-MA06-G-HYD-07 | 014282 | Enware water supply management system | 7.0 | Hydraulic Services | 28.0 | Thermostatic Mixing Valves | Enware |  |  | Benton's Plumbing Supplies | 1 |  |  |  |  | N | No | 2023-04-01 | 2022-09-05 | CDC Plumbing & Drainage | Kira Jackson
Enware Water Supply Management System: Thermostatic Mixing Valves | 1-y | #AST931 |  | CRPP | CRPP | PR1 | 1 | MA06-CETI 2 | Main Accommodation 06 (Ceti 2) | GR | Ground | MA06-207 | Cell 7 | HYD | Hydraulics | 1 | CRPP-1-MA06-G-HYD-08 | 014283 | Enware water supply management system | 7.0 | Hydraulic Services | 28.0 | Thermostatic Mixing Valves | Enware |  |  | Benton's Plumbing Supplies | 1 |  |  |  |  | N | No | 2023-04-01 | 2022-09-05 | CDC Plumbing & Drainage | Kira Jackson
Enware Water Supply Management System: Thermostatic Mixing Valves | 1-y | #AST932 |  | CRPP | CRPP | PR1 | 1 | MA06-CETI 2 | Main Accommodation 06 (Ceti 2) | GR | Ground | MA06-208 | Cell 8 | HYD | Hydraulics | 1 | CRPP-1-MA06-G-HYD-09 | 014284 | Enware water supply management system | 7.0 | Hydraulic Services | 28.0 | Thermostatic Mixing Valves | Enware |  |  | Benton's Plumbing Supplies | 1 |  |  |  |  | N | No | 2023-04-01 | 2022-09-05 | CDC Plumbing & Drainage | Kira Jackson
Enware Water Supply Management System: Thermostatic Mixing Valves | 1-y | #AST933 |  | CRPP | CRPP | PR1 | 1 | MA06-CETI 2 | Main Accommodation 06 (Ceti 2) | GR | Ground | MA06-209 | Cell 9 | HYD | Hydraulics | 1 | CRPP-1-MA06-G-HYD-10 | 014285 | Enware water supply management system | 7.0 | Hydraulic Services | 28.0 | Thermostatic Mixing Valves | Enware |  |  | Benton's Plumbing Supplies | 1 |  |  |  |  | N | No | 2023-04-01 | 2022-09-05 | CDC Plumbing & Drainage | Kira Jackson
Enware Water Supply Management System: Thermostatic Mixing Valves | 1-y | #AST934 |  | CRPP | CRPP | PR1 | 1 | MA06-CETI 2 | Main Accommodation 06 (Ceti 2) | GR | Ground | MA06-210 | Cell 10 | HYD | Hydraulics | 1 | CRPP-1-MA06-G-HYD-11 | 014286 | Enware water supply management system | 7.0 | Hydraulic Services | 28.0 | Thermostatic Mixing Valves | Enware |  |  | Benton's Plumbing Supplies | 1 |  |  |  |  | N | No | 2023-04-01 | 2022-09-05 | CDC Plumbing & Drainage | Kira Jackson
Enware Water Supply Management System: Thermostatic Mixing Valves | 1-y | #AST935 |  | CRPP | CRPP | PR1 | 1 | MA06-CETI 2 | Main Accommodation 06 (Ceti 2) | GR | Ground | MA06-211 | Cell 11 | HYD | Hydraulics | 1 | CRPP-1-MA06-G-HYD-12 | 014287 | Enware water supply management system | 7.0 | Hydraulic Services | 28.0 | Thermostatic Mixing Valves | Enware |  |  | Benton's Plumbing Supplies | 1 |  |  |  |  | N | No | 2023-04-01 | 2022-09-05 | CDC Plumbing & Drainage | Kira Jackson
Enware Water Supply Management System: Thermostatic Mixing Valves | 1-y | #AST936 |  | CRPP | CRPP | PR1 | 1 | MA06-CETI 2 | Main Accommodation 06 (Ceti 2) | GR | Ground | MA06-212 | Cell 12 | HYD | Hydraulics | 1 | CRPP-1-MA06-G-HYD-13 | 014288 | Enware water supply management system | 7.0 | Hydraulic Services | 28.0 | Thermostatic Mixing Valves | Enware |  |  | Benton's Plumbing Supplies | 1 |  |  |  |  | N | No | 2023-04-01 | 2022-09-05 | CDC Plumbing & Drainage | Kira Jackson
Enware Water Supply Management System: Thermostatic Mixing Valves | 1-y | #AST937 |  | CRPP | CRPP | PR1 | 1 | MA06-CETI 2 | Main Accommodation 06 (Ceti 2) | GR | Ground | MA06-213 | Cell 13 | HYD | Hydraulics | 1 | CRPP-1-MA06-G-HYD-14 | 014289 | Enware water supply management system | 7.0 | Hydraulic Services | 28.0 | Thermostatic Mixing Valves | Enware |  |  | Benton's Plumbing Supplies | 1 |  |  |  |  | N | No | 2023-04-01 | 2022-09-05 | CDC Plumbing & Drainage | Kira Jackson
Enware Water Supply Management System: Thermostatic Mixing Valves | 1-y | #AST938 |  | CRPP | CRPP | PR1 | 1 | MA06-CETI 2 | Main Accommodation 06 (Ceti 2) | GR | Ground | MA06-214 | Cell 14 | HYD | Hydraulics | 1 | CRPP-1-MA06-G-HYD-15 | 014290 | Enware water supply management system | 7.0 | Hydraulic Services | 28.0 | Thermostatic Mixing Valves | Enware |  |  | Benton's Plumbing Supplies | 1 |  |  |  |  | N | No | 2023-04-01 | 2022-09-05 | CDC Plumbing & Drainage | Kira Jackson
Enware Water Supply Management System: Thermostatic Mixing Valves | 1-y | #AST939 |  | CRPP | CRPP | PR1 | 1 | MA06-CETI 2 | Main Accommodation 06 (Ceti 2) | GR | Ground | MA06-215 | Cell 15 | HYD | Hydraulics | 1 | CRPP-1-MA06-G-HYD-16 | 014291 | Enware water supply management system | 7.0 | Hydraulic Services | 28.0 | Thermostatic Mixing Valves | Enware |  |  | Benton's Plumbing Supplies | 1 |  |  |  |  | N | No | 2023-04-01 | 2022-09-05 | CDC Plumbing & Drainage | Kira Jackson
Enware Water Supply Management System: Thermostatic Mixing Valves | 1-y | #AST940 |  | CRPP | CRPP | PR1 | 1 | MA06-CETI 2 | Main Accommodation 06 (Ceti 2) | GR | Ground | MA06-216 | Cell 16 | HYD | Hydraulics | 1 | CRPP-1-MA06-G-HYD-17 | 014292 | Enware water supply management system | 7.0 | Hydraulic Services | 28.0 | Thermostatic Mixing Valves | Enware |  |  | Benton's Plumbing Supplies | 1 |  |  |  |  | N | No | 2023-04-01 | 2022-09-05 | CDC Plumbing & Drainage | Kira Jackson
Enware Water Supply Management System: Thermostatic Mixing Valves | 1-y | #AST941 |  | CRPP | CRPP | PR1 | 1 | MA06-CETI 2 | Main Accommodation 06 (Ceti 2) | GR | Ground | MA06-217 | Double Cell 17 | HYD | Hydraulics | 1 | CRPP-1-MA06-G-HYD-18 | 014293 | Enware water supply management system | 7.0 | Hydraulic Services | 28.0 | Thermostatic Mixing Valves | Enware |  |  | Benton's Plumbing Supplies | 1 |  |  |  |  | N | No | 2023-04-01 | 2022-09-05 | CDC Plumbing & Drainage | Kira Jackson
Enware Water Supply Management System: Thermostatic Mixing Valves | 1-y | #AST942 |  | CRPP | CRPP | PR1 | 1 | MA06-CETI 2 | Main Accommodation 06 (Ceti 2) | GR | Ground | MA06-218 | Cell 18 (Acc) | HYD | Hydraulics | 1 | CRPP-1-MA06-G-HYD-19 | 014294 | Enware water supply management system | 7.0 | Hydraulic Services | 28.0 | Thermostatic Mixing Valves | Enware |  |  | Benton's Plumbing Supplies | 1 |  |  |  |  | N | No | 2023-04-01 | 2022-09-05 | CDC Plumbing & Drainage | Kira Jackson
Enware Water Supply Management System: Thermostatic Mixing Valves | 1-y | #AST943 |  | CRPP | CRPP | PR1 | 1 | MA06-CETI 2 | Main Accommodation 06 (Ceti 2) | L1 | Level 01 | MA06-219 | Cell 19 | HYD | Hydraulics | 1 | CRPP-1-MA06-L1-HYD-05 | 014296 | Enware water supply management system | 7.0 | Hydraulic Services | 28.0 | Thermostatic Mixing Valves | Enware |  |  | Benton's Plumbing Supplies | 1 |  |  |  |  | N | No | 2023-04-01 | 2022-09-05 | CDC Plumbing & Drainage | Kira Jackson
Enware Water Supply Management System: Thermostatic Mixing Valves | 1-y | #AST944 |  | CRPP | CRPP | PR1 | 1 | MA06-CETI 2 | Main Accommodation 06 (Ceti 2) | L1 | Level 01 | MA06-220 | Cell 20 | HYD | Hydraulics | 1 | CRPP-1-MA06-L1-HYD-06 | 014297 | Enware water supply management system | 7.0 | Hydraulic Services | 28.0 | Thermostatic Mixing Valves | Enware |  |  | Benton's Plumbing Supplies | 1 |  |  |  |  | N | No | 2023-04-01 | 2022-09-05 | CDC Plumbing & Drainage | Kira Jackson
Enware Water Supply Management System: Thermostatic Mixing Valves | 1-y | #AST945 |  | CRPP | CRPP | PR1 | 1 | MA06-CETI 2 | Main Accommodation 06 (Ceti 2) | L1 | Level 01 | MA06-221 | Cell 21 | HYD | Hydraulics | 1 | CRPP-1-MA06-L1-HYD-07 | 014298 | Enware water supply management system | 7.0 | Hydraulic Services | 28.0 | Thermostatic Mixing Valves | Enware |  |  | Benton's Plumbing Supplies | 1 |  |  |  |  | N | No | 2023-04-01 | 2022-09-05 | CDC Plumbing & Drainage | Kira Jackson
Enware Water Supply Management System: Thermostatic Mixing Valves | 1-y | #AST946 |  | CRPP | CRPP | PR1 | 1 | MA06-CETI 2 | Main Accommodation 06 (Ceti 2) | L1 | Level 01 | MA06-222 | Cell 22 | HYD | Hydraulics | 1 | CRPP-1-MA06-L1-HYD-08 | 014299 | Enware water supply management system | 7.0 | Hydraulic Services | 28.0 | Thermostatic Mixing Valves | Enware |  |  | Benton's Plumbing Supplies | 1 |  |  |  |  | N | No | 2023-04-01 | 2022-09-05 | CDC Plumbing & Drainage | Kira Jackson
Enware Water Supply Management System: Thermostatic Mixing Valves | 1-y | #AST947 |  | CRPP | CRPP | PR1 | 1 | MA06-CETI 2 | Main Accommodation 06 (Ceti 2) | L1 | Level 01 | MA06-223 | Cell 23 | HYD | Hydraulics | 1 | CRPP-1-MA06-L1-HYD-09 | 014300 | Enware water supply management system | 7.0 | Hydraulic Services | 28.0 | Thermostatic Mixing Valves | Enware |  |  | Benton's Plumbing Supplies | 1 |  |  |  |  | N | No | 2023-04-01 | 2022-09-05 | CDC Plumbing & Drainage | Kira Jackson
Enware Water Supply Management System: Thermostatic Mixing Valves | 1-y | #AST948 |  | CRPP | CRPP | PR1 | 1 | MA06-CETI 2 | Main Accommodation 06 (Ceti 2) | L1 | Level 01 | MA06-224 | Cell 24 | HYD | Hydraulics | 1 | CRPP-1-MA06-L1-HYD-10 | 014301 | Enware water supply management system | 7.0 | Hydraulic Services | 28.0 | Thermostatic Mixing Valves | Enware |  |  | Benton's Plumbing Supplies | 1 |  |  |  |  | N | No | 2023-04-01 | 2022-09-05 | CDC Plumbing & Drainage | Kira Jackson
Enware Water Supply Management System: Thermostatic Mixing Valves | 1-y | #AST949 |  | CRPP | CRPP | PR1 | 1 | MA06-CETI 2 | Main Accommodation 06 (Ceti 2) | L1 | Level 01 | MA06-225 | Cell 25 | HYD | Hydraulics | 1 | CRPP-1-MA06-L1-HYD-11 | 014302 | Enware water supply management system | 7.0 | Hydraulic Services | 28.0 | Thermostatic Mixing Valves | Enware |  |  | Benton's Plumbing Supplies | 1 |  |  |  |  | N | No | 2023-04-01 | 2022-09-05 | CDC Plumbing & Drainage | Kira Jackson
Enware Water Supply Management System: Thermostatic Mixing Valves | 1-y | #AST950 |  | CRPP | CRPP | PR1 | 1 | MA06-CETI 2 | Main Accommodation 06 (Ceti 2) | L1 | Level 01 | MA06-226 | Cell 26 | HYD | Hydraulics | 1 | CRPP-1-MA06-L1-HYD-12 | 014303 | Enware water supply management system | 7.0 | Hydraulic Services | 28.0 | Thermostatic Mixing Valves | Enware |  |  | Benton's Plumbing Supplies | 1 |  |  |  |  | N | No | 2023-04-01 | 2022-09-05 | CDC Plumbing & Drainage | Kira Jackson
Enware Water Supply Management System: Thermostatic Mixing Valves | 1-y | #AST951 |  | CRPP | CRPP | PR1 | 1 | MA06-CETI 2 | Main Accommodation 06 (Ceti 2) | L1 | Level 01 | MA06-227 | Cell 27 | HYD | Hydraulics | 1 | CRPP-1-MA06-L1-HYD-13 | 014304 | Enware water supply management system | 7.0 | Hydraulic Services | 28.0 | Thermostatic Mixing Valves | Enware |  |  | Benton's Plumbing Supplies | 1 |  |  |  |  | N | No | 2023-04-01 | 2022-09-05 | CDC Plumbing & Drainage | Kira Jackson
Enware Water Supply Management System: Thermostatic Mixing Valves | 1-y | #AST952 |  | CRPP | CRPP | PR1 | 1 | MA06-CETI 2 | Main Accommodation 06 (Ceti 2) | L1 | Level 01 | MA06-228 | Cell 28 | HYD | Hydraulics | 1 | CRPP-1-MA06-L1-HYD-14 | 014305 | Enware water supply management system | 7.0 | Hydraulic Services | 28.0 | Thermostatic Mixing Valves | Enware |  |  | Benton's Plumbing Supplies | 1 |  |  |  |  | N | No | 2023-04-01 | 2022-09-05 | CDC Plumbing & Drainage | Kira Jackson
Enware Water Supply Management System: Thermostatic Mixing Valves | 1-y | #AST953 |  | CRPP | CRPP | PR1 | 1 | MA06-CETI 2 | Main Accommodation 06 (Ceti 2) | L1 | Level 01 | MA06-229 | Cell 29 | HYD | Hydraulics | 1 | CRPP-1-MA06-L1-HYD-15 | 014306 | Enware water supply management system | 7.0 | Hydraulic Services | 28.0 | Thermostatic Mixing Valves | Enware |  |  | Benton's Plumbing Supplies | 1 |  |  |  |  | N | No | 2023-04-01 | 2022-09-05 | CDC Plumbing & Drainage | Kira Jackson
Enware Water Supply Management System: Thermostatic Mixing Valves | 1-y | #AST954 |  | CRPP | CRPP | PR1 | 1 | MA06-CETI 2 | Main Accommodation 06 (Ceti 2) | L1 | Level 01 | MA06-230 | Cell 30 | HYD | Hydraulics | 1 | CRPP-1-MA06-L1-HYD-16 | 014307 | Enware water supply management system | 7.0 | Hydraulic Services | 28.0 | Thermostatic Mixing Valves | Enware |  |  | Benton's Plumbing Supplies | 1 |  |  |  |  | N | No | 2023-04-01 | 2022-09-05 | CDC Plumbing & Drainage | Kira Jackson
Enware Water Supply Management System: Thermostatic Mixing Valves | 1-y | #AST955 |  | CRPP | CRPP | PR1 | 1 | MA06-CETI 2 | Main Accommodation 06 (Ceti 2) | L1 | Level 01 | MA06-231 | Cell 31 | HYD | Hydraulics | 1 | CRPP-1-MA06-L1-HYD-17 | 014308 | Enware water supply management system | 7.0 | Hydraulic Services | 28.0 | Thermostatic Mixing Valves | Enware |  |  | Benton's Plumbing Supplies | 1 |  |  |  |  | N | No | 2023-04-01 | 2022-09-05 | CDC Plumbing & Drainage | Kira Jackson
Enware Water Supply Management System: Thermostatic Mixing Valves | 1-y | #AST956 |  | CRPP | CRPP | PR1 | 1 | MA06-CETI 2 | Main Accommodation 06 (Ceti 2) | L1 | Level 01 | MA06-232 | Cell 32 | HYD | Hydraulics | 1 | CRPP-1-MA06-L1-HYD-18 | 014309 | Enware water supply management system | 7.0 | Hydraulic Services | 28.0 | Thermostatic Mixing Valves | Enware |  |  | Benton's Plumbing Supplies | 1 |  |  |  |  | N | No | 2023-04-01 | 2022-09-05 | CDC Plumbing & Drainage | Kira Jackson
Enware Water Supply Management System: Thermostatic Mixing Valves | 1-y | #AST957 |  | CRPP | CRPP | PR1 | 1 | MA06-CETI 2 | Main Accommodation 06 (Ceti 2) | L1 | Level 01 | MA06-233 | Cell 33 | HYD | Hydraulics | 1 | CRPP-1-MA06-L1-HYD-19 | 014310 | Enware water supply management system | 7.0 | Hydraulic Services | 28.0 | Thermostatic Mixing Valves | Enware |  |  | Benton's Plumbing Supplies | 1 |  |  |  |  | N | No | 2023-04-01 | 2022-09-05 | CDC Plumbing & Drainage | Kira Jackson
Enware Water Supply Management System: Thermostatic Mixing Valves | 1-y | #AST958 |  | CRPP | CRPP | PR1 | 1 | MA06-CETI 2 | Main Accommodation 06 (Ceti 2) | L1 | Level 01 | MA06-234 | Cell 34 | HYD | Hydraulics | 1 | CRPP-1-MA06-L1-HYD-20 | 014311 | Enware water supply management system | 7.0 | Hydraulic Services | 28.0 | Thermostatic Mixing Valves | Enware |  |  | Benton's Plumbing Supplies | 1 |  |  |  |  | N | No | 2023-04-01 | 2022-09-05 | CDC Plumbing & Drainage | Kira Jackson
Enware Water Supply Management System: Thermostatic Mixing Valves | 1-y | #AST959 |  | CRPP | CRPP | PR1 | 1 | MA06-CETI 2 | Main Accommodation 06 (Ceti 2) | L1 | Level 01 | MA06-235 | Double Cell 35 | HYD | Hydraulics | 1 | CRPP-1-MA06-L1-HYD-21 | 014312 | Enware water supply management system | 7.0 | Hydraulic Services | 28.0 | Thermostatic Mixing Valves | Enware |  |  | Benton's Plumbing Supplies | 1 |  |  |  |  | N | No | 2023-04-01 | 2022-09-05 | CDC Plumbing & Drainage | Kira Jackson
Enware Water Supply Management System: Thermostatic Mixing Valves | 1-y | #AST960 |  | CRPP | CRPP | PR1 | 1 | MA06-CETI 2 | Main Accommodation 06 (Ceti 2) | L1 | Level 01 | MA06-236 | Double Cell 36 | HYD | Hydraulics | 1 | CRPP-1-MA06-L1-HYD-22 | 014313 | Enware water supply management system | 7.0 | Hydraulic Services | 28.0 | Thermostatic Mixing Valves | Enware |  |  | Benton's Plumbing Supplies | 1 |  |  |  |  | N | No | 2023-04-01 | 2022-09-05 | CDC Plumbing & Drainage | Kira Jackson
Enware Water Supply Management System: Thermostatic Mixing Valves | 1-y | #AST961 |  | CRPP | CRPP | PR1 | 1 | MA06-CETI 2 | Main Accommodation 06 (Ceti 2) | GR | Ground | MA06-237 | Cell 37 (Acc) | HYD | Hydraulics | 1 | CRPP-1-MA06-G-HYD-20 | 014321 | Enware water supply management system | 7.0 | Hydraulic Services | 28.0 | Thermostatic Mixing Valves | Enware |  |  | Benton's Plumbing Supplies | 1 |  |  |  |  | N | No | 2023-04-01 | 2022-09-05 | CDC Plumbing & Drainage | Kira Jackson
Enware Water Supply Management System: Thermostatic Mixing Valves | 1-y | #AST962 |  | CRPP | CRPP | PR1 | 1 | MA06-CETI 2 | Main Accommodation 06 (Ceti 2) | GR | Ground | MA06-238 | Double Cell 38 | HYD | Hydraulics | 1 | CRPP-1-MA06-G-HYD-21 | 014322 | Enware water supply management system | 7.0 | Hydraulic Services | 28.0 | Thermostatic Mixing Valves | Enware |  |  | Benton's Plumbing Supplies | 1 |  |  |  |  | N | No | 2023-04-01 | 2022-09-05 | CDC Plumbing & Drainage | Kira Jackson
Enware Water Supply Management System: Thermostatic Mixing Valves | 1-y | #AST963 |  | CRPP | CRPP | PR1 | 1 | MA06-CETI 2 | Main Accommodation 06 (Ceti 2) | GR | Ground | MA06-239 | Cell 39 | HYD | Hydraulics | 1 | CRPP-1-MA06-G-HYD-22 | 014323 | Enware water supply management system | 7.0 | Hydraulic Services | 28.0 | Thermostatic Mixing Valves | Enware |  |  | Benton's Plumbing Supplies | 1 |  |  |  |  | N | No | 2023-04-01 | 2022-09-05 | CDC Plumbing & Drainage | Kira Jackson
Enware Water Supply Management System: Thermostatic Mixing Valves | 1-y | #AST964 |  | CRPP | CRPP | PR1 | 1 | MA06-CETI 2 | Main Accommodation 06 (Ceti 2) | GR | Ground | MA06-240 | Cell 40 | HYD | Hydraulics | 1 | CRPP-1-MA06-G-HYD-23 | 014324 | Enware water supply management system | 7.0 | Hydraulic Services | 28.0 | Thermostatic Mixing Valves | Enware |  |  | Benton's Plumbing Supplies | 1 |  |  |  |  | N | No | 2023-04-01 | 2022-09-05 | CDC Plumbing & Drainage | Kira Jackson
Enware Water Supply Management System: Thermostatic Mixing Valves | 1-y | #AST965 |  | CRPP | CRPP | PR1 | 1 | MA06-CETI 2 | Main Accommodation 06 (Ceti 2) | GR | Ground | MA06-241 | Cell 41 | HYD | Hydraulics | 1 | CRPP-1-MA06-G-HYD-24 | 014325 | Enware water supply management system | 7.0 | Hydraulic Services | 28.0 | Thermostatic Mixing Valves | Enware |  |  | Benton's Plumbing Supplies | 1 |  |  |  |  | N | No | 2023-04-01 | 2022-09-05 | CDC Plumbing & Drainage | Kira Jackson
Enware Water Supply Management System: Thermostatic Mixing Valves | 1-y | #AST966 |  | CRPP | CRPP | PR1 | 1 | MA06-CETI 2 | Main Accommodation 06 (Ceti 2) | GR | Ground | MA06-242 | Cell 42 | HYD | Hydraulics | 1 | CRPP-1-MA06-G-HYD-25 | 014326 | Enware water supply management system | 7.0 | Hydraulic Services | 28.0 | Thermostatic Mixing Valves | Enware |  |  | Benton's Plumbing Supplies | 1 |  |  |  |  | N | No | 2023-04-01 | 2022-09-05 | CDC Plumbing & Drainage | Kira Jackson
Enware Water Supply Management System: Thermostatic Mixing Valves | 1-y | #AST967 |  | CRPP | CRPP | PR1 | 1 | MA06-CETI 2 | Main Accommodation 06 (Ceti 2) | GR | Ground | MA06-243 | Cell 43 | HYD | Hydraulics | 1 | CRPP-1-MA06-G-HYD-26 | 014327 | Enware water supply management system | 7.0 | Hydraulic Services | 28.0 | Thermostatic Mixing Valves | Enware |  |  | Benton's Plumbing Supplies | 1 |  |  |  |  | N | No | 2023-04-01 | 2022-09-05 | CDC Plumbing & Drainage | Kira Jackson
Enware Water Supply Management System: Thermostatic Mixing Valves | 1-y | #AST968 |  | CRPP | CRPP | PR1 | 1 | MA06-CETI 2 | Main Accommodation 06 (Ceti 2) | GR | Ground | MA06-244 | Cell 44 | HYD | Hydraulics | 1 | CRPP-1-MA06-G-HYD-27 | 014328 | Enware water supply management system | 7.0 | Hydraulic Services | 28.0 | Thermostatic Mixing Valves | Enware |  |  | Benton's Plumbing Supplies | 1 |  |  |  |  | N | No | 2023-04-01 | 2022-09-05 | CDC Plumbing & Drainage | Kira Jackson
Enware Water Supply Management System: Thermostatic Mixing Valves | 1-y | #AST969 |  | CRPP | CRPP | PR1 | 1 | MA06-CETI 2 | Main Accommodation 06 (Ceti 2) | GR | Ground | MA06-245 | Cell 45 | HYD | Hydraulics | 1 | CRPP-1-MA06-G-HYD-28 | 014329 | Enware water supply management system | 7.0 | Hydraulic Services | 28.0 | Thermostatic Mixing Valves | Enware |  |  | Benton's Plumbing Supplies | 1 |  |  |  |  | N | No | 2023-04-01 | 2022-09-05 | CDC Plumbing & Drainage | Kira Jackson
Enware Water Supply Management System: Thermostatic Mixing Valves | 1-y | #AST970 |  | CRPP | CRPP | PR1 | 1 | MA06-CETI 2 | Main Accommodation 06 (Ceti 2) | GR | Ground | MA06-246 | Cell 46 | HYD | Hydraulics | 1 | CRPP-1-MA06-G-HYD-29 | 014330 | Enware water supply management system | 7.0 | Hydraulic Services | 28.0 | Thermostatic Mixing Valves | Enware |  |  | Benton's Plumbing Supplies | 1 |  |  |  |  | N | No | 2023-04-01 | 2022-09-05 | CDC Plumbing & Drainage | Kira Jackson
Enware Water Supply Management System: Thermostatic Mixing Valves | 1-y | #AST971 |  | CRPP | CRPP | PR1 | 1 | MA06-CETI 2 | Main Accommodation 06 (Ceti 2) | GR | Ground | MA06-247 | Cell 47 | HYD | Hydraulics | 1 | CRPP-1-MA06-G-HYD-30 | 014331 | Enware water supply management system | 7.0 | Hydraulic Services | 28.0 | Thermostatic Mixing Valves | Enware |  |  | Benton's Plumbing Supplies | 1 |  |  |  |  | N | No | 2023-04-01 | 2022-09-05 | CDC Plumbing & Drainage | Kira Jackson
Enware Water Supply Management System: Thermostatic Mixing Valves | 1-y | #AST972 |  | CRPP | CRPP | PR1 | 1 | MA06-CETI 2 | Main Accommodation 06 (Ceti 2) | GR | Ground | MA06-248 | Cell 48 | HYD | Hydraulics | 1 | CRPP-1-MA06-G-HYD-31 | 014332 | Enware water supply management system | 7.0 | Hydraulic Services | 28.0 | Thermostatic Mixing Valves | Enware |  |  | Benton's Plumbing Supplies | 1 |  |  |  |  | N | No | 2023-04-01 | 2022-09-05 | CDC Plumbing & Drainage | Kira Jackson
Enware Water Supply Management System: Thermostatic Mixing Valves | 1-y | #AST973 |  | CRPP | CRPP | PR1 | 1 | MA06-CETI 2 | Main Accommodation 06 (Ceti 2) | GR | Ground | MA06-249 | Cell 49 | HYD | Hydraulics | 1 | CRPP-1-MA06-G-HYD-32 | 014333 | Enware water supply management system | 7.0 | Hydraulic Services | 28.0 | Thermostatic Mixing Valves | Enware |  |  | Benton's Plumbing Supplies | 1 |  |  |  |  | N | No | 2023-04-01 | 2022-09-05 | CDC Plumbing & Drainage | Kira Jackson
Enware Water Supply Management System: Thermostatic Mixing Valves | 1-y | #AST974 |  | CRPP | CRPP | PR1 | 1 | MA06-CETI 2 | Main Accommodation 06 (Ceti 2) | GR | Ground | MA06-250 | Cell 50 | HYD | Hydraulics | 1 | CRPP-1-MA06-G-HYD-33 | 014334 | Enware water supply management system | 7.0 | Hydraulic Services | 28.0 | Thermostatic Mixing Valves | Enware |  |  | Benton's Plumbing Supplies | 1 |  |  |  |  | N | No | 2023-04-01 | 2022-09-05 | CDC Plumbing & Drainage | Kira Jackson
Enware Water Supply Management System: Thermostatic Mixing Valves | 1-y | #AST975 |  | CRPP | CRPP | PR1 | 1 | MA06-CETI 2 | Main Accommodation 06 (Ceti 2) | GR | Ground | MA06-251 | Cell 51 | HYD | Hydraulics | 1 | CRPP-1-MA06-G-HYD-34 | 014335 | Enware water supply management system | 7.0 | Hydraulic Services | 28.0 | Thermostatic Mixing Valves | Enware |  |  | Benton's Plumbing Supplies | 1 |  |  |  |  | N | No | 2023-04-01 | 2022-09-05 | CDC Plumbing & Drainage | Kira Jackson
Enware Water Supply Management System: Thermostatic Mixing Valves | 1-y | #AST976 |  | CRPP | CRPP | PR1 | 1 | MA06-CETI 2 | Main Accommodation 06 (Ceti 2) | GR | Ground | MA06-252 | Cell 52 | HYD | Hydraulics | 1 | CRPP-1-MA06-G-HYD-35 | 014336 | Enware water supply management system | 7.0 | Hydraulic Services | 28.0 | Thermostatic Mixing Valves | Enware |  |  | Benton's Plumbing Supplies | 1 |  |  |  |  | N | No | 2023-04-01 | 2022-09-05 | CDC Plumbing & Drainage | Kira Jackson
Enware Water Supply Management System: Thermostatic Mixing Valves | 1-y | #AST977 |  | CRPP | CRPP | PR1 | 1 | MA06-CETI 2 | Main Accommodation 06 (Ceti 2) | GR | Ground | MA06-253 | Cell 53 | HYD | Hydraulics | 1 | CRPP-1-MA06-G-HYD-36 | 014337 | Enware water supply management system | 7.0 | Hydraulic Services | 28.0 | Thermostatic Mixing Valves | Enware |  |  | Benton's Plumbing Supplies | 1 |  |  |  |  | N | No | 2023-04-01 | 2022-09-05 | CDC Plumbing & Drainage | Kira Jackson
Enware Water Supply Management System: Thermostatic Mixing Valves | 1-y | #AST978 |  | CRPP | CRPP | PR1 | 1 | MA06-CETI 2 | Main Accommodation 06 (Ceti 2) | GR | Ground | MA06-254 | Cell 54 | HYD | Hydraulics | 1 | CRPP-1-MA06-G-HYD-37 | 014338 | Enware water supply management system | 7.0 | Hydraulic Services | 28.0 | Thermostatic Mixing Valves | Enware |  |  | Benton's Plumbing Supplies | 1 |  |  |  |  | N | No | 2023-04-01 | 2022-09-05 | CDC Plumbing & Drainage | Kira Jackson
Enware Water Supply Management System: Thermostatic Mixing Valves | 1-y | #AST979 |  | CRPP | CRPP | PR1 | 1 | MA06-CETI 2 | Main Accommodation 06 (Ceti 2) | L1 | Level 01 | MA06-255 | Double Cell 55 | HYD | Hydraulics | 1 | CRPP-1-MA06-L1-HYD-23 | 014342 | Enware water supply management system | 7.0 | Hydraulic Services | 28.0 | Thermostatic Mixing Valves | Enware |  |  | Benton's Plumbing Supplies | 1 |  |  |  |  | N | No | 2023-04-01 | 2022-09-05 | CDC Plumbing & Drainage | Kira Jackson
Enware Water Supply Management System: Thermostatic Mixing Valves | 1-y | #AST980 |  | CRPP | CRPP | PR1 | 1 | MA06-CETI 2 | Main Accommodation 06 (Ceti 2) | L1 | Level 01 | MA06-256 | Double Cell 56 | HYD | Hydraulics | 1 | CRPP-1-MA06-L1-HYD-24 | 014343 | Enware water supply management system | 7.0 | Hydraulic Services | 28.0 | Thermostatic Mixing Valves | Enware |  |  | Benton's Plumbing Supplies | 1 |  |  |  |  | N | No | 2023-04-01 | 2022-09-05 | CDC Plumbing & Drainage | Kira Jackson
Enware Water Supply Management System: Thermostatic Mixing Valves | 1-y | #AST981 |  | CRPP | CRPP | PR1 | 1 | MA06-CETI 2 | Main Accommodation 06 (Ceti 2) | L1 | Level 01 | MA06-257 | Cell 57 | HYD | Hydraulics | 1 | CRPP-1-MA06-L1-HYD-25 | 014345 | Enware water supply management system | 7.0 | Hydraulic Services | 28.0 | Thermostatic Mixing Valves | Enware |  |  | Benton's Plumbing Supplies | 1 |  |  |  |  | N | No | 2023-04-01 | 2022-09-05 | CDC Plumbing & Drainage | Kira Jackson
Enware Water Supply Management System: Thermostatic Mixing Valves | 1-y | #AST982 |  | CRPP | CRPP | PR1 | 1 | MA06-CETI 2 | Main Accommodation 06 (Ceti 2) | L1 | Level 01 | MA06-258 | Cell 58 | HYD | Hydraulics | 1 | CRPP-1-MA06-L1-HYD-26 | 014344 | Enware water supply management system | 7.0 | Hydraulic Services | 28.0 | Thermostatic Mixing Valves | Enware |  |  | Benton's Plumbing Supplies | 1 |  |  |  |  | N | No | 2023-04-01 | 2022-09-05 | CDC Plumbing & Drainage | Kira Jackson
Enware Water Supply Management System: Thermostatic Mixing Valves | 1-y | #AST983 |  | CRPP | CRPP | PR1 | 1 | MA06-CETI 2 | Main Accommodation 06 (Ceti 2) | L1 | Level 01 | MA06-259 | Cell 59 | HYD | Hydraulics | 1 | CRPP-1-MA06-L1-HYD-27 | 014346 | Enware water supply management system | 7.0 | Hydraulic Services | 28.0 | Thermostatic Mixing Valves | Enware |  |  | Benton's Plumbing Supplies | 1 |  |  |  |  | N | No | 2023-04-01 | 2022-09-05 | CDC Plumbing & Drainage | Kira Jackson
Enware Water Supply Management System: Thermostatic Mixing Valves | 1-y | #AST984 |  | CRPP | CRPP | PR1 | 1 | MA06-CETI 2 | Main Accommodation 06 (Ceti 2) | L1 | Level 01 | MA06-260 | Cell 60 | HYD | Hydraulics | 1 | CRPP-1-MA06-L1-HYD-28 | 014347 | Enware water supply management system | 7.0 | Hydraulic Services | 28.0 | Thermostatic Mixing Valves | Enware |  |  | Benton's Plumbing Supplies | 1 |  |  |  |  | N | No | 2023-04-01 | 2022-09-05 | CDC Plumbing & Drainage | Kira Jackson
Enware Water Supply Management System: Thermostatic Mixing Valves | 1-y | #AST985 |  | CRPP | CRPP | PR1 | 1 | MA06-CETI 2 | Main Accommodation 06 (Ceti 2) | L1 | Level 01 | MA06-261 | Cell 61 | HYD | Hydraulics | 1 | CRPP-1-MA06-L1-HYD-29 | 014348 | Enware water supply management system | 7.0 | Hydraulic Services | 28.0 | Thermostatic Mixing Valves | Enware |  |  | Benton's Plumbing Supplies | 1 |  |  |  |  | N | No | 2023-04-01 | 2022-09-05 | CDC Plumbing & Drainage | Kira Jackson
Enware Water Supply Management System: Thermostatic Mixing Valves | 1-y | #AST986 |  | CRPP | CRPP | PR1 | 1 | MA06-CETI 2 | Main Accommodation 06 (Ceti 2) | L1 | Level 01 | MA06-262 | Cell 62 | HYD | Hydraulics | 1 | CRPP-1-MA06-L1-HYD-30 | 014349 | Enware water supply management system | 7.0 | Hydraulic Services | 28.0 | Thermostatic Mixing Valves | Enware |  |  | Benton's Plumbing Supplies | 1 |  |  |  |  | N | No | 2023-04-01 | 2022-09-05 | CDC Plumbing & Drainage | Kira Jackson
Enware Water Supply Management System: Thermostatic Mixing Valves | 1-y | #AST987 |  | CRPP | CRPP | PR1 | 1 | MA06-CETI 2 | Main Accommodation 06 (Ceti 2) | L1 | Level 01 | MA06-263 | Cell 63 | HYD | Hydraulics | 1 | CRPP-1-MA06-L1-HYD-31 | 014350 | Enware water supply management system | 7.0 | Hydraulic Services | 28.0 | Thermostatic Mixing Valves | Enware |  |  | Benton's Plumbing Supplies | 1 |  |  |  |  | N | No | 2023-04-01 | 2022-09-05 | CDC Plumbing & Drainage | Kira Jackson
Enware Water Supply Management System: Thermostatic Mixing Valves | 1-y | #AST988 |  | CRPP | CRPP | PR1 | 1 | MA06-CETI 2 | Main Accommodation 06 (Ceti 2) | L1 | Level 01 | MA06-264 | Cell 64 | HYD | Hydraulics | 1 | CRPP-1-MA06-L1-HYD-32 | 014351 | Enware water supply management system | 7.0 | Hydraulic Services | 28.0 | Thermostatic Mixing Valves | Enware |  |  | Benton's Plumbing Supplies | 1 |  |  |  |  | N | No | 2023-04-01 | 2022-09-05 | CDC Plumbing & Drainage | Kira Jackson
Enware Water Supply Management System: Thermostatic Mixing Valves | 1-y | #AST989 |  | CRPP | CRPP | PR1 | 1 | MA06-CETI 2 | Main Accommodation 06 (Ceti 2) | L1 | Level 01 | MA06-265 | Cell 65 | HYD | Hydraulics | 1 | CRPP-1-MA06-L1-HYD-33 | 014352 | Enware water supply management system | 7.0 | Hydraulic Services | 28.0 | Thermostatic Mixing Valves | Enware |  |  | Benton's Plumbing Supplies | 1 |  |  |  |  | N | No | 2023-04-01 | 2022-09-05 | CDC Plumbing & Drainage | Kira Jackson
Enware Water Supply Management System: Thermostatic Mixing Valves | 1-y | #AST990 |  | CRPP | CRPP | PR1 | 1 | MA06-CETI 2 | Main Accommodation 06 (Ceti 2) | L1 | Level 01 | MA06-266 | Cell 66 | HYD | Hydraulics | 1 | CRPP-1-MA06-L1-HYD-34 | 014353 | Enware water supply management system | 7.0 | Hydraulic Services | 28.0 | Thermostatic Mixing Valves | Enware |  |  | Benton's Plumbing Supplies | 1 |  |  |  |  | N | No | 2023-04-01 | 2022-09-05 | CDC Plumbing & Drainage | Kira Jackson
Enware Water Supply Management System: Thermostatic Mixing Valves | 1-y | #AST991 |  | CRPP | CRPP | PR1 | 1 | MA06-CETI 2 | Main Accommodation 06 (Ceti 2) | L1 | Level 01 | MA06-267 | Cell 67 | HYD | Hydraulics | 1 | CRPP-1-MA06-L1-HYD-35 | 014356 | Enware water supply management system | 7.0 | Hydraulic Services | 28.0 | Thermostatic Mixing Valves | Enware |  |  | Benton's Plumbing Supplies | 1 |  |  |  |  | N | No | 2023-04-01 | 2022-09-05 | CDC Plumbing & Drainage | Kira Jackson
Enware Water Supply Management System: Thermostatic Mixing Valves | 1-y | #AST992 |  | CRPP | CRPP | PR1 | 1 | MA06-CETI 2 | Main Accommodation 06 (Ceti 2) | L1 | Level 01 | MA06-268 | Cell 68 | HYD | Hydraulics | 1 | CRPP-1-MA06-L1-HYD-36 | 014354 | Enware water supply management system | 7.0 | Hydraulic Services | 28.0 | Thermostatic Mixing Valves | Enware |  |  | Benton's Plumbing Supplies | 1 |  |  |  |  | N | No | 2023-04-01 | 2022-09-05 | CDC Plumbing & Drainage | Kira Jackson
Enware Water Supply Management System: Thermostatic Mixing Valves | 1-y | #AST993 |  | CRPP | CRPP | PR1 | 1 | MA06-CETI 2 | Main Accommodation 06 (Ceti 2) | L1 | Level 01 | MA06-269 | Cell 69 | HYD | Hydraulics | 1 | CRPP-1-MA06-L1-HYD-37 | 014355 | Enware water supply management system | 7.0 | Hydraulic Services | 28.0 | Thermostatic Mixing Valves | Enware |  |  | Benton's Plumbing Supplies | 1 |  |  |  |  | N | No | 2023-04-01 | 2022-09-05 | CDC Plumbing & Drainage | Kira Jackson
Enware Water Supply Management System: Thermostatic Mixing Valves | 1-y | #AST994 |  | CRPP | CRPP | PR1 | 1 | MA06-CETI 2 | Main Accommodation 06 (Ceti 2) | L1 | Level 01 | MA06-270 | Cell 70 | HYD | Hydraulics | 1 | CRPP-1-MA06-L1-HYD-38 | 014357 | Enware water supply management system | 7.0 | Hydraulic Services | 28.0 | Thermostatic Mixing Valves | Enware |  |  | Benton's Plumbing Supplies | 1 |  |  |  |  | N | No | 2023-04-01 | 2022-09-05 | CDC Plumbing & Drainage | Kira Jackson
Enware Water Supply Management System: Thermostatic Mixing Valves | 1-y | #AST995 |  | CRPP | CRPP | PR1 | 1 | MA06-CETI 2 | Main Accommodation 06 (Ceti 2) | L1 | Level 01 | MA06-271 | Cell 71 | HYD | Hydraulics | 1 | CRPP-1-MA06-L1-HYD-39 | 014358 | Enware water supply management system | 7.0 | Hydraulic Services | 28.0 | Thermostatic Mixing Valves | Enware |  |  | Benton's Plumbing Supplies | 1 |  |  |  |  | N | No | 2023-04-01 | 2022-09-05 | CDC Plumbing & Drainage | Kira Jackson
Enware Water Supply Management System: Thermostatic Mixing Valves | 1-y | #AST996 |  | CRPP | CRPP | PR1 | 1 | MA06-CETI 2 | Main Accommodation 06 (Ceti 2) | L1 | Level 01 | MA06-272 | Cell 72 | HYD | Hydraulics | 1 | CRPP-1-MA06-L1-HYD-40 | 014359 | Enware water supply management system | 7.0 | Hydraulic Services | 28.0 | Thermostatic Mixing Valves | Enware |  |  | Benton's Plumbing Supplies | 1 |  |  |  |  | N | No | 2023-04-01 | 2022-09-05 | CDC Plumbing & Drainage | Kira Jackson
Enware Water Supply Management System: Thermostatic Mixing Valves | 1-y | #AST1008 |  | CRPP | CRPP | PR1 | 1 | MA07-DUNCAN 1 | Main Accommodation 07 (Duncan 1) | GR | Ground | MA07-201 | Cell 1 | HYD | Hydraulics | 1 | CRPP-1-MA07-G-HYD-02 | 014339 | Enware water supply management system | 7.0 | Hydraulic Services | 28.0 | Thermostatic Mixing Valves | Enware |  |  | Benton's Plumbing Supplies | 1 |  |  |  |  | N | No | 2023-04-01 | 2022-09-05 | CDC Plumbing & Drainage | Kira Jackson
Enware Water Supply Management System: Thermostatic Mixing Valves | 1-y | #AST1009 |  | CRPP | CRPP | PR1 | 1 | MA07-DUNCAN 1 | Main Accommodation 07 (Duncan 1) | GR | Ground | MA07-202 | Cell 2 | HYD | Hydraulics | 1 | CRPP-1-MA07-G-HYD-03 | 014295 | Enware water supply management system | 7.0 | Hydraulic Services | 28.0 | Thermostatic Mixing Valves | Enware |  |  | Benton's Plumbing Supplies | 1 |  |  |  |  | N | No | 2023-04-01 | 2022-09-05 | CDC Plumbing & Drainage | Kira Jackson
Enware Water Supply Management System: Thermostatic Mixing Valves | 1-y | #AST1010 |  | CRPP | CRPP | PR1 | 1 | MA07-DUNCAN 1 | Main Accommodation 07 (Duncan 1) | GR | Ground | MA07-203 | Cell 3 | HYD | Hydraulics | 1 | CRPP-1-MA07-G-HYD-04 | 014314 | Enware water supply management system | 7.0 | Hydraulic Services | 28.0 | Thermostatic Mixing Valves | Enware |  |  | Benton's Plumbing Supplies | 1 |  |  |  |  | N | No | 2023-04-01 | 2022-09-05 | CDC Plumbing & Drainage | Kira Jackson
Enware Water Supply Management System: Thermostatic Mixing Valves | 1-y | #AST1011 |  | CRPP | CRPP | PR1 | 1 | MA07-DUNCAN 1 | Main Accommodation 07 (Duncan 1) | GR | Ground | MA07-204 | Cell 4 | HYD | Hydraulics | 1 | CRPP-1-MA07-G-HYD-05 | 014361 | Enware water supply management system | 7.0 | Hydraulic Services | 28.0 | Thermostatic Mixing Valves | Enware |  |  | Benton's Plumbing Supplies | 1 |  |  |  |  | N | No | 2023-04-01 | 2022-09-05 | CDC Plumbing & Drainage | Kira Jackson
Enware Water Supply Management System: Thermostatic Mixing Valves | 1-y | #AST1012 |  | CRPP | CRPP | PR1 | 1 | MA07-DUNCAN 1 | Main Accommodation 07 (Duncan 1) | GR | Ground | MA07-205 | Cell 5 | HYD | Hydraulics | 1 | CRPP-1-MA07-G-HYD-06 | 014341 | Enware water supply management system | 7.0 | Hydraulic Services | 28.0 | Thermostatic Mixing Valves | Enware |  |  | Benton's Plumbing Supplies | 1 |  |  |  |  | N | No | 2023-04-01 | 2022-09-05 | CDC Plumbing & Drainage | Kira Jackson
Enware Water Supply Management System: Thermostatic Mixing Valves | 1-y | #AST1013 |  | CRPP | CRPP | PR1 | 1 | MA07-DUNCAN 1 | Main Accommodation 07 (Duncan 1) | GR | Ground | MA07-206 | Cell 6 | HYD | Hydraulics | 1 | CRPP-1-MA07-G-HYD-07 | 014340 | Enware water supply management system | 7.0 | Hydraulic Services | 28.0 | Thermostatic Mixing Valves | Enware |  |  | Benton's Plumbing Supplies | 1 |  |  |  |  | N | No | 2023-04-01 | 2022-09-05 | CDC Plumbing & Drainage | Kira Jackson
Enware Water Supply Management System: Thermostatic Mixing Valves | 1-y | #AST1014 |  | CRPP | CRPP | PR1 | 1 | MA07-DUNCAN 1 | Main Accommodation 07 (Duncan 1) | GR | Ground | MA07-207 | Cell 7 | HYD | Hydraulics | 1 | CRPP-1-MA07-G-HYD-08 | 014376 | Enware water supply management system | 7.0 | Hydraulic Services | 28.0 | Thermostatic Mixing Valves | Enware |  |  | Benton's Plumbing Supplies | 1 |  |  |  |  | N | No | 2023-04-01 | 2022-09-05 | CDC Plumbing & Drainage | Kira Jackson
Enware Water Supply Management System: Thermostatic Mixing Valves | 1-y | #AST1015 |  | CRPP | CRPP | PR1 | 1 | MA07-DUNCAN 1 | Main Accommodation 07 (Duncan 1) | GR | Ground | MA07-208 | Cell 8 | HYD | Hydraulics | 1 | CRPP-1-MA07-G-HYD-09 | 014377 | Enware water supply management system | 7.0 | Hydraulic Services | 28.0 | Thermostatic Mixing Valves | Enware |  |  | Benton's Plumbing Supplies | 1 |  |  |  |  | N | No | 2023-04-01 | 2022-09-05 | CDC Plumbing & Drainage | Kira Jackson
Enware Water Supply Management System: Thermostatic Mixing Valves | 1-y | #AST1016 |  | CRPP | CRPP | PR1 | 1 | MA07-DUNCAN 1 | Main Accommodation 07 (Duncan 1) | GR | Ground | MA07-209 | Cell 9 | HYD | Hydraulics | 1 | CRPP-1-MA07-G-HYD-10 | 014378 | Enware water supply management system | 7.0 | Hydraulic Services | 28.0 | Thermostatic Mixing Valves | Enware |  |  | Benton's Plumbing Supplies | 1 |  |  |  |  | N | No | 2023-04-01 | 2022-09-05 | CDC Plumbing & Drainage | Kira Jackson
Enware Water Supply Management System: Thermostatic Mixing Valves | 1-y | #AST1017 |  | CRPP | CRPP | PR1 | 1 | MA07-DUNCAN 1 | Main Accommodation 07 (Duncan 1) | GR | Ground | MA07-210 | Cell 10 | HYD | Hydraulics | 1 | CRPP-1-MA07-G-HYD-11 | 014379 | Enware water supply management system | 7.0 | Hydraulic Services | 28.0 | Thermostatic Mixing Valves | Enware |  |  | Benton's Plumbing Supplies | 1 |  |  |  |  | N | No | 2023-04-01 | 2022-09-05 | CDC Plumbing & Drainage | Kira Jackson
Enware Water Supply Management System: Thermostatic Mixing Valves | 1-y | #AST1018 |  | CRPP | CRPP | PR1 | 1 | MA07-DUNCAN 1 | Main Accommodation 07 (Duncan 1) | GR | Ground | MA07-211 | Cell 11 | HYD | Hydraulics | 1 | CRPP-1-MA07-G-HYD-12 | 014380 | Enware water supply management system | 7.0 | Hydraulic Services | 28.0 | Thermostatic Mixing Valves | Enware |  |  | Benton's Plumbing Supplies | 1 |  |  |  |  | N | No | 2023-04-01 | 2022-09-05 | CDC Plumbing & Drainage | Kira Jackson
Enware Water Supply Management System: Thermostatic Mixing Valves | 1-y | #AST1019 |  | CRPP | CRPP | PR1 | 1 | MA07-DUNCAN 1 | Main Accommodation 07 (Duncan 1) | GR | Ground | MA07-212 | Cell 12 | HYD | Hydraulics | 1 | CRPP-1-MA07-G-HYD-13 | 014381 | Enware water supply management system | 7.0 | Hydraulic Services | 28.0 | Thermostatic Mixing Valves | Enware |  |  | Benton's Plumbing Supplies | 1 |  |  |  |  | N | No | 2023-04-01 | 2022-09-05 | CDC Plumbing & Drainage | Kira Jackson
Enware Water Supply Management System: Thermostatic Mixing Valves | 1-y | #AST1020 |  | CRPP | CRPP | PR1 | 1 | MA07-DUNCAN 1 | Main Accommodation 07 (Duncan 1) | GR | Ground | MA07-213 | Cell 13 | HYD | Hydraulics | 1 | CRPP-1-MA07-G-HYD-14 | 014382 | Enware water supply management system | 7.0 | Hydraulic Services | 28.0 | Thermostatic Mixing Valves | Enware |  |  | Benton's Plumbing Supplies | 1 |  |  |  |  | N | No | 2023-04-01 | 2022-09-05 | CDC Plumbing & Drainage | Kira Jackson
Enware Water Supply Management System: Thermostatic Mixing Valves | 1-y | #AST1021 |  | CRPP | CRPP | PR1 | 1 | MA07-DUNCAN 1 | Main Accommodation 07 (Duncan 1) | GR | Ground | MA07-214 | Cell 14 | HYD | Hydraulics | 1 | CRPP-1-MA07-G-HYD-15 | 014383 | Enware water supply management system | 7.0 | Hydraulic Services | 28.0 | Thermostatic Mixing Valves | Enware |  |  | Benton's Plumbing Supplies | 1 |  |  |  |  | N | No | 2023-04-01 | 2022-09-05 | CDC Plumbing & Drainage | Kira Jackson
Enware Water Supply Management System: Thermostatic Mixing Valves | 1-y | #AST1022 |  | CRPP | CRPP | PR1 | 1 | MA07-DUNCAN 1 | Main Accommodation 07 (Duncan 1) | GR | Ground | MA07-215 | Cell 15 | HYD | Hydraulics | 1 | CRPP-1-MA07-G-HYD-16 | 014384 | Enware water supply management system | 7.0 | Hydraulic Services | 28.0 | Thermostatic Mixing Valves | Enware |  |  | Benton's Plumbing Supplies | 1 |  |  |  |  | N | No | 2023-04-01 | 2022-09-05 | CDC Plumbing & Drainage | Kira Jackson
Enware Water Supply Management System: Thermostatic Mixing Valves | 1-y | #AST1023 |  | CRPP | CRPP | PR1 | 1 | MA07-DUNCAN 1 | Main Accommodation 07 (Duncan 1) | GR | Ground | MA07-216 | Cell 16 | HYD | Hydraulics | 1 | CRPP-1-MA07-G-HYD-17 | 014385 | Enware water supply management system | 7.0 | Hydraulic Services | 28.0 | Thermostatic Mixing Valves | Enware |  |  | Benton's Plumbing Supplies | 1 |  |  |  |  | N | No | 2023-04-01 | 2022-09-05 | CDC Plumbing & Drainage | Kira Jackson
Enware Water Supply Management System: Thermostatic Mixing Valves | 1-y | #AST1024 |  | CRPP | CRPP | PR1 | 1 | MA07-DUNCAN 1 | Main Accommodation 07 (Duncan 1) | GR | Ground | MA07-217 | Double Cell 17 | HYD | Hydraulics | 1 | CRPP-1-MA07-G-HYD-18 | 014386 | Enware water supply management system | 7.0 | Hydraulic Services | 28.0 | Thermostatic Mixing Valves | Enware |  |  | Benton's Plumbing Supplies | 1 |  |  |  |  | N | No | 2023-04-01 | 2022-09-05 | CDC Plumbing & Drainage | Kira Jackson
Enware Water Supply Management System: Thermostatic Mixing Valves | 1-y | #AST1025 |  | CRPP | CRPP | PR1 | 1 | MA07-DUNCAN 1 | Main Accommodation 07 (Duncan 1) | GR | Ground | MA07-218 | Cell 18 (Acc) | HYD | Hydraulics | 1 | CRPP-1-MA07-G-HYD-19 | 014387 | Enware water supply management system | 7.0 | Hydraulic Services | 28.0 | Thermostatic Mixing Valves | Enware |  |  | Benton's Plumbing Supplies | 1 |  |  |  |  | N | No | 2023-04-01 | 2022-09-05 | CDC Plumbing & Drainage | Kira Jackson
Enware Water Supply Management System: Thermostatic Mixing Valves | 1-y | #AST1026 |  | CRPP | CRPP | PR1 | 1 | MA07-DUNCAN 1 | Main Accommodation 07 (Duncan 1) | L1 | Level 01 | MA07-219 | Cell 19 | HYD | Hydraulics | 1 | CRPP-1-MA07-L1-HYD-05 | 014442 | Enware water supply management system | 7.0 | Hydraulic Services | 28.0 | Thermostatic Mixing Valves | Enware |  |  | Benton's Plumbing Supplies | 1 |  |  |  |  | N | No | 2023-04-01 | 2022-09-05 | CDC Plumbing & Drainage | Kira Jackson
Enware Water Supply Management System: Thermostatic Mixing Valves | 1-y | #AST1027 |  | CRPP | CRPP | PR1 | 1 | MA07-DUNCAN 1 | Main Accommodation 07 (Duncan 1) | L1 | Level 01 | MA07-220 | Cell 20 | HYD | Hydraulics | 1 | CRPP-1-MA07-L1-HYD-06 | 014443 | Enware water supply management system | 7.0 | Hydraulic Services | 28.0 | Thermostatic Mixing Valves | Enware |  |  | Benton's Plumbing Supplies | 1 |  |  |  |  | N | No | 2023-04-01 | 2022-09-05 | CDC Plumbing & Drainage | Kira Jackson
Enware Water Supply Management System: Thermostatic Mixing Valves | 1-y | #AST1028 |  | CRPP | CRPP | PR1 | 1 | MA07-DUNCAN 1 | Main Accommodation 07 (Duncan 1) | L1 | Level 01 | MA07-221 | Cell 21 | HYD | Hydraulics | 1 | CRPP-1-MA07-L1-HYD-07 | 014444 | Enware water supply management system | 7.0 | Hydraulic Services | 28.0 | Thermostatic Mixing Valves | Enware |  |  | Benton's Plumbing Supplies | 1 |  |  |  |  | N | No | 2023-04-01 | 2022-09-05 | CDC Plumbing & Drainage | Kira Jackson
Enware Water Supply Management System: Thermostatic Mixing Valves | 1-y | #AST1029 |  | CRPP | CRPP | PR1 | 1 | MA07-DUNCAN 1 | Main Accommodation 07 (Duncan 1) | L1 | Level 01 | MA07-222 | Cell 22 | HYD | Hydraulics | 1 | CRPP-1-MA07-L1-HYD-08 | 014445 | Enware water supply management system | 7.0 | Hydraulic Services | 28.0 | Thermostatic Mixing Valves | Enware |  |  | Benton's Plumbing Supplies | 1 |  |  |  |  | N | No | 2023-04-01 | 2022-09-05 | CDC Plumbing & Drainage | Kira Jackson
Enware Water Supply Management System: Thermostatic Mixing Valves | 1-y | #AST1030 |  | CRPP | CRPP | PR1 | 1 | MA07-DUNCAN 1 | Main Accommodation 07 (Duncan 1) | L1 | Level 01 | MA07-223 | Cell 23 | HYD | Hydraulics | 1 | CRPP-1-MA07-L1-HYD-09 | 014446 | Enware water supply management system | 7.0 | Hydraulic Services | 28.0 | Thermostatic Mixing Valves | Enware |  |  | Benton's Plumbing Supplies | 1 |  |  |  |  | N | No | 2023-04-01 | 2022-09-05 | CDC Plumbing & Drainage | Kira Jackson
Enware Water Supply Management System: Thermostatic Mixing Valves | 1-y | #AST1031 |  | CRPP | CRPP | PR1 | 1 | MA07-DUNCAN 1 | Main Accommodation 07 (Duncan 1) | L1 | Level 01 | MA07-224 | Cell 24 | HYD | Hydraulics | 1 | CRPP-1-MA07-L1-HYD-10 | 014447 | Enware water supply management system | 7.0 | Hydraulic Services | 28.0 | Thermostatic Mixing Valves | Enware |  |  | Benton's Plumbing Supplies | 1 |  |  |  |  | N | No | 2023-04-01 | 2022-09-05 | CDC Plumbing & Drainage | Kira Jackson
Enware Water Supply Management System: Thermostatic Mixing Valves | 1-y | #AST1032 |  | CRPP | CRPP | PR1 | 1 | MA07-DUNCAN 1 | Main Accommodation 07 (Duncan 1) | L1 | Level 01 | MA07-225 | Cell 25 | HYD | Hydraulics | 1 | CRPP-1-MA07-L1-HYD-11 | 014448 | Enware water supply management system | 7.0 | Hydraulic Services | 28.0 | Thermostatic Mixing Valves | Enware |  |  | Benton's Plumbing Supplies | 1 |  |  |  |  | N | No | 2023-04-01 | 2022-09-05 | CDC Plumbing & Drainage | Kira Jackson
Enware Water Supply Management System: Thermostatic Mixing Valves | 1-y | #AST1033 |  | CRPP | CRPP | PR1 | 1 | MA07-DUNCAN 1 | Main Accommodation 07 (Duncan 1) | L1 | Level 01 | MA07-226 | Cell 26 | HYD | Hydraulics | 1 | CRPP-1-MA07-L1-HYD-12 | 014449 | Enware water supply management system | 7.0 | Hydraulic Services | 28.0 | Thermostatic Mixing Valves | Enware |  |  | Benton's Plumbing Supplies | 1 |  |  |  |  | N | No | 2023-04-01 | 2022-09-05 | CDC Plumbing & Drainage | Kira Jackson
Enware Water Supply Management System: Thermostatic Mixing Valves | 1-y | #AST1034 |  | CRPP | CRPP | PR1 | 1 | MA07-DUNCAN 1 | Main Accommodation 07 (Duncan 1) | L1 | Level 01 | MA07-227 | Cell 27 | HYD | Hydraulics | 1 | CRPP-1-MA07-L1-HYD-13 | 014450 | Enware water supply management system | 7.0 | Hydraulic Services | 28.0 | Thermostatic Mixing Valves | Enware |  |  | Benton's Plumbing Supplies | 1 |  |  |  |  | N | No | 2023-04-01 | 2022-09-05 | CDC Plumbing & Drainage | Kira Jackson
Enware Water Supply Management System: Thermostatic Mixing Valves | 1-y | #AST1035 |  | CRPP | CRPP | PR1 | 1 | MA07-DUNCAN 1 | Main Accommodation 07 (Duncan 1) | L1 | Level 01 | MA07-228 | Cell 28 | HYD | Hydraulics | 1 | CRPP-1-MA07-L1-HYD-14 | 014451 | Enware water supply management system | 7.0 | Hydraulic Services | 28.0 | Thermostatic Mixing Valves | Enware |  |  | Benton's Plumbing Supplies | 1 |  |  |  |  | N | No | 2023-04-01 | 2022-09-05 | CDC Plumbing & Drainage | Kira Jackson
Enware Water Supply Management System: Thermostatic Mixing Valves | 1-y | #AST1036 |  | CRPP | CRPP | PR1 | 1 | MA07-DUNCAN 1 | Main Accommodation 07 (Duncan 1) | L1 | Level 01 | MA07-229 | Cell 29 | HYD | Hydraulics | 1 | CRPP-1-MA07-L1-HYD-15 | 014452 | Enware water supply management system | 7.0 | Hydraulic Services | 28.0 | Thermostatic Mixing Valves | Enware |  |  | Benton's Plumbing Supplies | 1 |  |  |  |  | N | No | 2023-04-01 | 2022-09-05 | CDC Plumbing & Drainage | Kira Jackson
Enware Water Supply Management System: Thermostatic Mixing Valves | 1-y | #AST1037 |  | CRPP | CRPP | PR1 | 1 | MA07-DUNCAN 1 | Main Accommodation 07 (Duncan 1) | L1 | Level 01 | MA07-230 | Cell 30 | HYD | Hydraulics | 1 | CRPP-1-MA07-L1-HYD-16 | 014453 | Enware water supply management system | 7.0 | Hydraulic Services | 28.0 | Thermostatic Mixing Valves | Enware |  |  | Benton's Plumbing Supplies | 1 |  |  |  |  | N | No | 2023-04-01 | 2022-09-05 | CDC Plumbing & Drainage | Kira Jackson
Enware Water Supply Management System: Thermostatic Mixing Valves | 1-y | #AST1038 |  | CRPP | CRPP | PR1 | 1 | MA07-DUNCAN 1 | Main Accommodation 07 (Duncan 1) | L1 | Level 01 | MA07-231 | Cell 31 | HYD | Hydraulics | 1 | CRPP-1-MA07-L1-HYD-17 | 014454 | Enware water supply management system | 7.0 | Hydraulic Services | 28.0 | Thermostatic Mixing Valves | Enware |  |  | Benton's Plumbing Supplies | 1 |  |  |  |  | N | No | 2023-04-01 | 2022-09-05 | CDC Plumbing & Drainage | Kira Jackson
Enware Water Supply Management System: Thermostatic Mixing Valves | 1-y | #AST1039 |  | CRPP | CRPP | PR1 | 1 | MA07-DUNCAN 1 | Main Accommodation 07 (Duncan 1) | L1 | Level 01 | MA07-232 | Cell 32 | HYD | Hydraulics | 1 | CRPP-1-MA07-L1-HYD-18 | 014455 | Enware water supply management system | 7.0 | Hydraulic Services | 28.0 | Thermostatic Mixing Valves | Enware |  |  | Benton's Plumbing Supplies | 1 |  |  |  |  | N | No | 2023-04-01 | 2022-09-05 | CDC Plumbing & Drainage | Kira Jackson
Enware Water Supply Management System: Thermostatic Mixing Valves | 1-y | #AST1040 |  | CRPP | CRPP | PR1 | 1 | MA07-DUNCAN 1 | Main Accommodation 07 (Duncan 1) | L1 | Level 01 | MA07-233 | Cell 33 | HYD | Hydraulics | 1 | CRPP-1-MA07-L1-HYD-19 | 014456 | Enware water supply management system | 7.0 | Hydraulic Services | 28.0 | Thermostatic Mixing Valves | Enware |  |  | Benton's Plumbing Supplies | 1 |  |  |  |  | N | No | 2023-04-01 | 2022-09-05 | CDC Plumbing & Drainage | Kira Jackson
Enware Water Supply Management System: Thermostatic Mixing Valves | 1-y | #AST1041 |  | CRPP | CRPP | PR1 | 1 | MA07-DUNCAN 1 | Main Accommodation 07 (Duncan 1) | L1 | Level 01 | MA07-234 | Cell 34 | HYD | Hydraulics | 1 | CRPP-1-MA07-L1-HYD-20 | 014457 | Enware water supply management system | 7.0 | Hydraulic Services | 28.0 | Thermostatic Mixing Valves | Enware |  |  | Benton's Plumbing Supplies | 1 |  |  |  |  | N | No | 2023-04-01 | 2022-09-05 | CDC Plumbing & Drainage | Kira Jackson
Enware Water Supply Management System: Thermostatic Mixing Valves | 1-y | #AST1042 |  | CRPP | CRPP | PR1 | 1 | MA07-DUNCAN 1 | Main Accommodation 07 (Duncan 1) | L1 | Level 01 | MA07-235 | Double Cell 35 | HYD | Hydraulics | 1 | CRPP-1-MA07-L1-HYD-21 | 014458 | Enware water supply management system | 7.0 | Hydraulic Services | 28.0 | Thermostatic Mixing Valves | Enware |  |  | Benton's Plumbing Supplies | 1 |  |  |  |  | N | No | 2023-04-01 | 2022-09-05 | CDC Plumbing & Drainage | Kira Jackson
Enware Water Supply Management System: Thermostatic Mixing Valves | 1-y | #AST1043 |  | CRPP | CRPP | PR1 | 1 | MA07-DUNCAN 1 | Main Accommodation 07 (Duncan 1) | L1 | Level 01 | MA07-236 | Double Cell 36 | HYD | Hydraulics | 1 | CRPP-1-MA07-L1-HYD-22 | 014459 | Enware water supply management system | 7.0 | Hydraulic Services | 28.0 | Thermostatic Mixing Valves | Enware |  |  | Benton's Plumbing Supplies | 1 |  |  |  |  | N | No | 2023-04-01 | 2022-09-05 | CDC Plumbing & Drainage | Kira Jackson
Enware Water Supply Management System: Thermostatic Mixing Valves | 1-y | #AST1044 |  | CRPP | CRPP | PR1 | 1 | MA07-DUNCAN 1 | Main Accommodation 07 (Duncan 1) | GR | Ground | MA07-237 | Cell 37 (Acc) | HYD | Hydraulics | 1 | CRPP-1-MA07-G-HYD-20 | 014394 | Enware water supply management system | 7.0 | Hydraulic Services | 28.0 | Thermostatic Mixing Valves | Enware |  |  | Benton's Plumbing Supplies | 1 |  |  |  |  | N | No | 2023-04-01 | 2022-09-05 | CDC Plumbing & Drainage | Kira Jackson
Enware Water Supply Management System: Thermostatic Mixing Valves | 1-y | #AST1045 |  | CRPP | CRPP | PR1 | 1 | MA07-DUNCAN 1 | Main Accommodation 07 (Duncan 1) | GR | Ground | MA07-238 | Double Cell 38 | HYD | Hydraulics | 1 | CRPP-1-MA07-G-HYD-21 | 014395 | Enware water supply management system | 7.0 | Hydraulic Services | 28.0 | Thermostatic Mixing Valves | Enware |  |  | Benton's Plumbing Supplies | 1 |  |  |  |  | N | No | 2023-04-01 | 2022-09-05 | CDC Plumbing & Drainage | Kira Jackson
Enware Water Supply Management System: Thermostatic Mixing Valves | 1-y | #AST1046 |  | CRPP | CRPP | PR1 | 1 | MA07-DUNCAN 1 | Main Accommodation 07 (Duncan 1) | GR | Ground | MA07-239 | Cell 39 | HYD | Hydraulics | 1 | CRPP-1-MA07-G-HYD-22 | 014396 | Enware water supply management system | 7.0 | Hydraulic Services | 28.0 | Thermostatic Mixing Valves | Enware |  |  | Benton's Plumbing Supplies | 1 |  |  |  |  | N | No | 2023-04-01 | 2022-09-05 | CDC Plumbing & Drainage | Kira Jackson
Enware Water Supply Management System: Thermostatic Mixing Valves | 1-y | #AST1047 |  | CRPP | CRPP | PR1 | 1 | MA07-DUNCAN 1 | Main Accommodation 07 (Duncan 1) | GR | Ground | MA07-240 | Cell 40 | HYD | Hydraulics | 1 | CRPP-1-MA07-G-HYD-23 | 014397 | Enware water supply management system | 7.0 | Hydraulic Services | 28.0 | Thermostatic Mixing Valves | Enware |  |  | Benton's Plumbing Supplies | 1 |  |  |  |  | N | No | 2023-04-01 | 2022-09-05 | CDC Plumbing & Drainage | Kira Jackson
Enware Water Supply Management System: Thermostatic Mixing Valves | 1-y | #AST1048 |  | CRPP | CRPP | PR1 | 1 | MA07-DUNCAN 1 | Main Accommodation 07 (Duncan 1) | GR | Ground | MA07-241 | Cell 41 | HYD | Hydraulics | 1 | CRPP-1-MA07-G-HYD-24 | 014398 | Enware water supply management system | 7.0 | Hydraulic Services | 28.0 | Thermostatic Mixing Valves | Enware |  |  | Benton's Plumbing Supplies | 1 |  |  |  |  | N | No | 2023-04-01 | 2022-09-05 | CDC Plumbing & Drainage | Kira Jackson
Enware Water Supply Management System: Thermostatic Mixing Valves | 1-y | #AST1049 |  | CRPP | CRPP | PR1 | 1 | MA07-DUNCAN 1 | Main Accommodation 07 (Duncan 1) | GR | Ground | MA07-242 | Cell 42 | HYD | Hydraulics | 1 | CRPP-1-MA07-G-HYD-25 | 014399 | Enware water supply management system | 7.0 | Hydraulic Services | 28.0 | Thermostatic Mixing Valves | Enware |  |  | Benton's Plumbing Supplies | 1 |  |  |  |  | N | No | 2023-04-01 | 2022-09-05 | CDC Plumbing & Drainage | Kira Jackson
Enware Water Supply Management System: Thermostatic Mixing Valves | 1-y | #AST1050 |  | CRPP | CRPP | PR1 | 1 | MA07-DUNCAN 1 | Main Accommodation 07 (Duncan 1) | GR | Ground | MA07-243 | Cell 43 | HYD | Hydraulics | 1 | CRPP-1-MA07-G-HYD-26 | 014400 | Enware water supply management system | 7.0 | Hydraulic Services | 28.0 | Thermostatic Mixing Valves | Enware |  |  | Benton's Plumbing Supplies | 1 |  |  |  |  | N | No | 2023-04-01 | 2022-09-05 | CDC Plumbing & Drainage | Kira Jackson
Enware Water Supply Management System: Thermostatic Mixing Valves | 1-y | #AST1051 |  | CRPP | CRPP | PR1 | 1 | MA07-DUNCAN 1 | Main Accommodation 07 (Duncan 1) | GR | Ground | MA07-244 | Cell 44 | HYD | Hydraulics | 1 | CRPP-1-MA07-G-HYD-27 | 014401 | Enware water supply management system | 7.0 | Hydraulic Services | 28.0 | Thermostatic Mixing Valves | Enware |  |  | Benton's Plumbing Supplies | 1 |  |  |  |  | N | No | 2023-04-01 | 2022-09-05 | CDC Plumbing & Drainage | Kira Jackson
Enware Water Supply Management System: Thermostatic Mixing Valves | 1-y | #AST1052 |  | CRPP | CRPP | PR1 | 1 | MA07-DUNCAN 1 | Main Accommodation 07 (Duncan 1) | GR | Ground | MA07-245 | Cell 45 | HYD | Hydraulics | 1 | CRPP-1-MA07-G-HYD-28 | 014402 | Enware water supply management system | 7.0 | Hydraulic Services | 28.0 | Thermostatic Mixing Valves | Enware |  |  | Benton's Plumbing Supplies | 1 |  |  |  |  | N | No | 2023-04-01 | 2022-09-05 | CDC Plumbing & Drainage | Kira Jackson
Enware Water Supply Management System: Thermostatic Mixing Valves | 1-y | #AST1053 |  | CRPP | CRPP | PR1 | 1 | MA07-DUNCAN 1 | Main Accommodation 07 (Duncan 1) | GR | Ground | MA07-246 | Cell 46 | HYD | Hydraulics | 1 | CRPP-1-MA07-G-HYD-29 | 014403 | Enware water supply management system | 7.0 | Hydraulic Services | 28.0 | Thermostatic Mixing Valves | Enware |  |  | Benton's Plumbing Supplies | 1 |  |  |  |  | N | No | 2023-04-01 | 2022-09-05 | CDC Plumbing & Drainage | Kira Jackson
Enware Water Supply Management System: Thermostatic Mixing Valves | 1-y | #AST1054 |  | CRPP | CRPP | PR1 | 1 | MA07-DUNCAN 1 | Main Accommodation 07 (Duncan 1) | GR | Ground | MA07-247 | Cell 47 | HYD | Hydraulics | 1 | CRPP-1-MA07-G-HYD-30 | 014404 | Enware water supply management system | 7.0 | Hydraulic Services | 28.0 | Thermostatic Mixing Valves | Enware |  |  | Benton's Plumbing Supplies | 1 |  |  |  |  | N | No | 2023-04-01 | 2022-09-05 | CDC Plumbing & Drainage | Kira Jackson
Enware Water Supply Management System: Thermostatic Mixing Valves | 1-y | #AST1055 |  | CRPP | CRPP | PR1 | 1 | MA07-DUNCAN 1 | Main Accommodation 07 (Duncan 1) | GR | Ground | MA07-248 | Cell 48 | HYD | Hydraulics | 1 | CRPP-1-MA07-G-HYD-31 | 014405 | Enware water supply management system | 7.0 | Hydraulic Services | 28.0 | Thermostatic Mixing Valves | Enware |  |  | Benton's Plumbing Supplies | 1 |  |  |  |  | N | No | 2023-04-01 | 2022-09-05 | CDC Plumbing & Drainage | Kira Jackson
Enware Water Supply Management System: Thermostatic Mixing Valves | 1-y | #AST1056 |  | CRPP | CRPP | PR1 | 1 | MA07-DUNCAN 1 | Main Accommodation 07 (Duncan 1) | GR | Ground | MA07-249 | Cell 49 | HYD | Hydraulics | 1 | CRPP-1-MA07-G-HYD-32 | 014406 | Enware water supply management system | 7.0 | Hydraulic Services | 28.0 | Thermostatic Mixing Valves | Enware |  |  | Benton's Plumbing Supplies | 1 |  |  |  |  | N | No | 2023-04-01 | 2022-09-05 | CDC Plumbing & Drainage | Kira Jackson
Enware Water Supply Management System: Thermostatic Mixing Valves | 1-y | #AST1057 |  | CRPP | CRPP | PR1 | 1 | MA07-DUNCAN 1 | Main Accommodation 07 (Duncan 1) | GR | Ground | MA07-250 | Cell 50 | HYD | Hydraulics | 1 | CRPP-1-MA07-G-HYD-33 | 014407 | Enware water supply management system | 7.0 | Hydraulic Services | 28.0 | Thermostatic Mixing Valves | Enware |  |  | Benton's Plumbing Supplies | 1 |  |  |  |  | N | No | 2023-04-01 | 2022-09-05 | CDC Plumbing & Drainage | Kira Jackson
Enware Water Supply Management System: Thermostatic Mixing Valves | 1-y | #AST1058 |  | CRPP | CRPP | PR1 | 1 | MA07-DUNCAN 1 | Main Accommodation 07 (Duncan 1) | GR | Ground | MA07-251 | Cell 51 | HYD | Hydraulics | 1 | CRPP-1-MA07-G-HYD-34 | 014408 | Enware water supply management system | 7.0 | Hydraulic Services | 28.0 | Thermostatic Mixing Valves | Enware |  |  | Benton's Plumbing Supplies | 1 |  |  |  |  | N | No | 2023-04-01 | 2022-09-05 | CDC Plumbing & Drainage | Kira Jackson
Enware Water Supply Management System: Thermostatic Mixing Valves | 1-y | #AST1059 |  | CRPP | CRPP | PR1 | 1 | MA07-DUNCAN 1 | Main Accommodation 07 (Duncan 1) | GR | Ground | MA07-252 | Cell 52 | HYD | Hydraulics | 1 | CRPP-1-MA07-G-HYD-35 | 014409 | Enware water supply management system | 7.0 | Hydraulic Services | 28.0 | Thermostatic Mixing Valves | Enware |  |  | Benton's Plumbing Supplies | 1 |  |  |  |  | N | No | 2023-04-01 | 2022-09-05 | CDC Plumbing & Drainage | Kira Jackson
Enware Water Supply Management System: Thermostatic Mixing Valves | 1-y | #AST1060 |  | CRPP | CRPP | PR1 | 1 | MA07-DUNCAN 1 | Main Accommodation 07 (Duncan 1) | GR | Ground | MA07-253 | Cell 53 | HYD | Hydraulics | 1 | CRPP-1-MA07-G-HYD-36 | 014410 | Enware water supply management system | 7.0 | Hydraulic Services | 28.0 | Thermostatic Mixing Valves | Enware |  |  | Benton's Plumbing Supplies | 1 |  |  |  |  | N | No | 2023-04-01 | 2022-09-05 | CDC Plumbing & Drainage | Kira Jackson
Enware Water Supply Management System: Thermostatic Mixing Valves | 1-y | #AST1061 |  | CRPP | CRPP | PR1 | 1 | MA07-DUNCAN 1 | Main Accommodation 07 (Duncan 1) | GR | Ground | MA07-254 | Cell 54 | HYD | Hydraulics | 1 | CRPP-1-MA07-G-HYD-37 | 014411 | Enware water supply management system | 7.0 | Hydraulic Services | 28.0 | Thermostatic Mixing Valves | Enware |  |  | Benton's Plumbing Supplies | 1 |  |  |  |  | N | No | 2023-04-01 | 2022-09-05 | CDC Plumbing & Drainage | Kira Jackson
Enware Water Supply Management System: Thermostatic Mixing Valves | 1-y | #AST1062 |  | CRPP | CRPP | PR1 | 1 | MA07-DUNCAN 1 | Main Accommodation 07 (Duncan 1) | L1 | Level 01 | MA07-255 | Double Cell 55 | HYD | Hydraulics | 1 | CRPP-1-MA07-L1-HYD-23 | 014414 | Enware water supply management system | 7.0 | Hydraulic Services | 28.0 | Thermostatic Mixing Valves | Enware |  |  | Benton's Plumbing Supplies | 1 |  |  |  |  | N | No | 2023-04-01 | 2022-09-05 | CDC Plumbing & Drainage | Kira Jackson
Enware Water Supply Management System: Thermostatic Mixing Valves | 1-y | #AST1063 |  | CRPP | CRPP | PR1 | 1 | MA07-DUNCAN 1 | Main Accommodation 07 (Duncan 1) | L1 | Level 01 | MA07-256 | Double Cell 56 | HYD | Hydraulics | 1 | CRPP-1-MA07-L1-HYD-24 | 014415 | Enware water supply management system | 7.0 | Hydraulic Services | 28.0 | Thermostatic Mixing Valves | Enware |  |  | Benton's Plumbing Supplies | 1 |  |  |  |  | N | No | 2023-04-01 | 2022-09-05 | CDC Plumbing & Drainage | Kira Jackson
Enware Water Supply Management System: Thermostatic Mixing Valves | 1-y | #AST1064 |  | CRPP | CRPP | PR1 | 1 | MA07-DUNCAN 1 | Main Accommodation 07 (Duncan 1) | L1 | Level 01 | MA07-257 | Cell 57 | HYD | Hydraulics | 1 | CRPP-1-MA07-L1-HYD-25 | 014416 | Enware water supply management system | 7.0 | Hydraulic Services | 28.0 | Thermostatic Mixing Valves | Enware |  |  | Benton's Plumbing Supplies | 1 |  |  |  |  | N | No | 2023-04-01 | 2022-09-05 | CDC Plumbing & Drainage | Kira Jackson
Enware Water Supply Management System: Thermostatic Mixing Valves | 1-y | #AST1065 |  | CRPP | CRPP | PR1 | 1 | MA07-DUNCAN 1 | Main Accommodation 07 (Duncan 1) | L1 | Level 01 | MA07-258 | Cell 58 | HYD | Hydraulics | 1 | CRPP-1-MA07-L1-HYD-26 | 014417 | Enware water supply management system | 7.0 | Hydraulic Services | 28.0 | Thermostatic Mixing Valves | Enware |  |  | Benton's Plumbing Supplies | 1 |  |  |  |  | N | No | 2023-04-01 | 2022-09-05 | CDC Plumbing & Drainage | Kira Jackson
Enware Water Supply Management System: Thermostatic Mixing Valves | 1-y | #AST1066 |  | CRPP | CRPP | PR1 | 1 | MA07-DUNCAN 1 | Main Accommodation 07 (Duncan 1) | L1 | Level 01 | MA07-259 | Cell 59 | HYD | Hydraulics | 1 | CRPP-1-MA07-L1-HYD-27 | 014418 | Enware water supply management system | 7.0 | Hydraulic Services | 28.0 | Thermostatic Mixing Valves | Enware |  |  | Benton's Plumbing Supplies | 1 |  |  |  |  | N | No | 2023-04-01 | 2022-09-05 | CDC Plumbing & Drainage | Kira Jackson
Enware Water Supply Management System: Thermostatic Mixing Valves | 1-y | #AST1067 |  | CRPP | CRPP | PR1 | 1 | MA07-DUNCAN 1 | Main Accommodation 07 (Duncan 1) | L1 | Level 01 | MA07-260 | Cell 60 | HYD | Hydraulics | 1 | CRPP-1-MA07-L1-HYD-28 | 014419 | Enware water supply management system | 7.0 | Hydraulic Services | 28.0 | Thermostatic Mixing Valves | Enware |  |  | Benton's Plumbing Supplies | 1 |  |  |  |  | N | No | 2023-04-01 | 2022-09-05 | CDC Plumbing & Drainage | Kira Jackson
Enware Water Supply Management System: Thermostatic Mixing Valves | 1-y | #AST1068 |  | CRPP | CRPP | PR1 | 1 | MA07-DUNCAN 1 | Main Accommodation 07 (Duncan 1) | L1 | Level 01 | MA07-261 | Cell 61 | HYD | Hydraulics | 1 | CRPP-1-MA07-L1-HYD-29 | 014420 | Enware water supply management system | 7.0 | Hydraulic Services | 28.0 | Thermostatic Mixing Valves | Enware |  |  | Benton's Plumbing Supplies | 1 |  |  |  |  | N | No | 2023-04-01 | 2022-09-05 | CDC Plumbing & Drainage | Kira Jackson
Enware Water Supply Management System: Thermostatic Mixing Valves | 1-y | #AST1069 |  | CRPP | CRPP | PR1 | 1 | MA07-DUNCAN 1 | Main Accommodation 07 (Duncan 1) | L1 | Level 01 | MA07-262 | Cell 62 | HYD | Hydraulics | 1 | CRPP-1-MA07-L1-HYD-30 | 014421 | Enware water supply management system | 7.0 | Hydraulic Services | 28.0 | Thermostatic Mixing Valves | Enware |  |  | Benton's Plumbing Supplies | 1 |  |  |  |  | N | No | 2023-04-01 | 2022-09-05 | CDC Plumbing & Drainage | Kira Jackson
Enware Water Supply Management System: Thermostatic Mixing Valves | 1-y | #AST1070 |  | CRPP | CRPP | PR1 | 1 | MA07-DUNCAN 1 | Main Accommodation 07 (Duncan 1) | L1 | Level 01 | MA07-263 | Cell 63 | HYD | Hydraulics | 1 | CRPP-1-MA07-L1-HYD-31 | 014422 | Enware water supply management system | 7.0 | Hydraulic Services | 28.0 | Thermostatic Mixing Valves | Enware |  |  | Benton's Plumbing Supplies | 1 |  |  |  |  | N | No | 2023-04-01 | 2022-09-05 | CDC Plumbing & Drainage | Kira Jackson
Enware Water Supply Management System: Thermostatic Mixing Valves | 1-y | #AST1071 |  | CRPP | CRPP | PR1 | 1 | MA07-DUNCAN 1 | Main Accommodation 07 (Duncan 1) | L1 | Level 01 | MA07-264 | Cell 64 | HYD | Hydraulics | 1 | CRPP-1-MA07-L1-HYD-32 | 014423 | Enware water supply management system | 7.0 | Hydraulic Services | 28.0 | Thermostatic Mixing Valves | Enware |  |  | Benton's Plumbing Supplies | 1 |  |  |  |  | N | No | 2023-04-01 | 2022-09-05 | CDC Plumbing & Drainage | Kira Jackson
Enware Water Supply Management System: Thermostatic Mixing Valves | 1-y | #AST1072 |  | CRPP | CRPP | PR1 | 1 | MA07-DUNCAN 1 | Main Accommodation 07 (Duncan 1) | L1 | Level 01 | MA07-265 | Cell 65 | HYD | Hydraulics | 1 | CRPP-1-MA07-L1-HYD-33 | 014424 | Enware water supply management system | 7.0 | Hydraulic Services | 28.0 | Thermostatic Mixing Valves | Enware |  |  | Benton's Plumbing Supplies | 1 |  |  |  |  | N | No | 2023-04-01 | 2022-09-05 | CDC Plumbing & Drainage | Kira Jackson
Enware Water Supply Management System: Thermostatic Mixing Valves | 1-y | #AST1073 |  | CRPP | CRPP | PR1 | 1 | MA07-DUNCAN 1 | Main Accommodation 07 (Duncan 1) | L1 | Level 01 | MA07-266 | Cell 66 | HYD | Hydraulics | 1 | CRPP-1-MA07-L1-HYD-34 | 014425 | Enware water supply management system | 7.0 | Hydraulic Services | 28.0 | Thermostatic Mixing Valves | Enware |  |  | Benton's Plumbing Supplies | 1 |  |  |  |  | N | No | 2023-04-01 | 2022-09-05 | CDC Plumbing & Drainage | Kira Jackson
Enware Water Supply Management System: Thermostatic Mixing Valves | 1-y | #AST1074 |  | CRPP | CRPP | PR1 | 1 | MA07-DUNCAN 1 | Main Accommodation 07 (Duncan 1) | L1 | Level 01 | MA07-267 | Cell 67 | HYD | Hydraulics | 1 | CRPP-1-MA07-L1-HYD-35 | 014426 | Enware water supply management system | 7.0 | Hydraulic Services | 28.0 | Thermostatic Mixing Valves | Enware |  |  | Benton's Plumbing Supplies | 1 |  |  |  |  | N | No | 2023-04-01 | 2022-09-05 | CDC Plumbing & Drainage | Kira Jackson
Enware Water Supply Management System: Thermostatic Mixing Valves | 1-y | #AST1075 |  | CRPP | CRPP | PR1 | 1 | MA07-DUNCAN 1 | Main Accommodation 07 (Duncan 1) | L1 | Level 01 | MA07-268 | Cell 68 | HYD | Hydraulics | 1 | CRPP-1-MA07-L1-HYD-36 | 014427 | Enware water supply management system | 7.0 | Hydraulic Services | 28.0 | Thermostatic Mixing Valves | Enware |  |  | Benton's Plumbing Supplies | 1 |  |  |  |  | N | No | 2023-04-01 | 2022-09-05 | CDC Plumbing & Drainage | Kira Jackson
Enware Water Supply Management System: Thermostatic Mixing Valves | 1-y | #AST1076 |  | CRPP | CRPP | PR1 | 1 | MA07-DUNCAN 1 | Main Accommodation 07 (Duncan 1) | L1 | Level 01 | MA07-269 | Cell 69 | HYD | Hydraulics | 1 | CRPP-1-MA07-L1-HYD-37 | 014428 | Enware water supply management system | 7.0 | Hydraulic Services | 28.0 | Thermostatic Mixing Valves | Enware |  |  | Benton's Plumbing Supplies | 1 |  |  |  |  | N | No | 2023-04-01 | 2022-09-05 | CDC Plumbing & Drainage | Kira Jackson
Enware Water Supply Management System: Thermostatic Mixing Valves | 1-y | #AST1077 |  | CRPP | CRPP | PR1 | 1 | MA07-DUNCAN 1 | Main Accommodation 07 (Duncan 1) | L1 | Level 01 | MA07-270 | Cell 70 | HYD | Hydraulics | 1 | CRPP-1-MA07-L1-HYD-38 | 014429 | Enware water supply management system | 7.0 | Hydraulic Services | 28.0 | Thermostatic Mixing Valves | Enware |  |  | Benton's Plumbing Supplies | 1 |  |  |  |  | N | No | 2023-04-01 | 2022-09-05 | CDC Plumbing & Drainage | Kira Jackson
Enware Water Supply Management System: Thermostatic Mixing Valves | 1-y | #AST1078 |  | CRPP | CRPP | PR1 | 1 | MA07-DUNCAN 1 | Main Accommodation 07 (Duncan 1) | L1 | Level 01 | MA07-271 | Cell 71 | HYD | Hydraulics | 1 | CRPP-1-MA07-L1-HYD-39 | 014430 | Enware water supply management system | 7.0 | Hydraulic Services | 28.0 | Thermostatic Mixing Valves | Enware |  |  | Benton's Plumbing Supplies | 1 |  |  |  |  | N | No | 2023-04-01 | 2022-09-05 | CDC Plumbing & Drainage | Kira Jackson
Enware Water Supply Management System: Thermostatic Mixing Valves | 1-y | #AST1079 |  | CRPP | CRPP | PR1 | 1 | MA07-DUNCAN 1 | Main Accommodation 07 (Duncan 1) | L1 | Level 01 | MA07-272 | Cell 72 | HYD | Hydraulics | 1 | CRPP-1-MA07-L1-HYD-40 | 014431 | Enware water supply management system | 7.0 | Hydraulic Services | 28.0 | Thermostatic Mixing Valves | Enware |  |  | Benton's Plumbing Supplies | 1 |  |  |  |  | N | No | 2023-04-01 | 2022-09-05 | CDC Plumbing & Drainage | Kira Jackson
Enware Water Supply Management System: Thermostatic Mixing Valves | 1-y | #AST1091 |  | CRPP | CRPP | PR1 | 1 | MA08-DUNCAN 2 | Main Accommodation 08 (Duncan 2) | GR | Ground | MA08-201 | Cell 1 | HYD | Hydraulics | 1 | CRPP-1-MA08-G-HYD-02 | 014505 | Enware water supply management system | 7.0 | Hydraulic Services | 28.0 | Thermostatic Mixing Valves | Enware |  |  | Benton's Plumbing Supplies | 1 |  |  |  |  | N | No | 2023-04-01 | 2022-09-05 | CDC Plumbing & Drainage | Kira Jackson
Enware Water Supply Management System: Thermostatic Mixing Valves | 1-y | #AST1092 |  | CRPP | CRPP | PR1 | 1 | MA08-DUNCAN 2 | Main Accommodation 08 (Duncan 2) | GR | Ground | MA08-202 | Cell 2 | HYD | Hydraulics | 1 | CRPP-1-MA08-G-HYD-03 | 014506 | Enware water supply management system | 7.0 | Hydraulic Services | 28.0 | Thermostatic Mixing Valves | Enware |  |  | Benton's Plumbing Supplies | 1 |  |  |  |  | N | No | 2023-04-01 | 2022-09-05 | CDC Plumbing & Drainage | Kira Jackson
Enware Water Supply Management System: Thermostatic Mixing Valves | 1-y | #AST1093 |  | CRPP | CRPP | PR1 | 1 | MA08-DUNCAN 2 | Main Accommodation 08 (Duncan 2) | GR | Ground | MA08-203 | Cell 3 | HYD | Hydraulics | 1 | CRPP-1-MA08-G-HYD-04 | 014507 | Enware water supply management system | 7.0 | Hydraulic Services | 28.0 | Thermostatic Mixing Valves | Enware |  |  | Benton's Plumbing Supplies | 1 |  |  |  |  | N | No | 2023-04-01 | 2022-09-05 | CDC Plumbing & Drainage | Kira Jackson
Enware Water Supply Management System: Thermostatic Mixing Valves | 1-y | #AST1094 |  | CRPP | CRPP | PR1 | 1 | MA08-DUNCAN 2 | Main Accommodation 08 (Duncan 2) | GR | Ground | MA08-204 | Cell 4 | HYD | Hydraulics | 1 | CRPP-1-MA08-G-HYD-05 | 014508 | Enware water supply management system | 7.0 | Hydraulic Services | 28.0 | Thermostatic Mixing Valves | Enware |  |  | Benton's Plumbing Supplies | 1 |  |  |  |  | N | No | 2023-04-01 | 2022-09-05 | CDC Plumbing & Drainage | Kira Jackson
Enware Water Supply Management System: Thermostatic Mixing Valves | 1-y | #AST1095 |  | CRPP | CRPP | PR1 | 1 | MA08-DUNCAN 2 | Main Accommodation 08 (Duncan 2) | GR | Ground | MA08-205 | Cell 5 | HYD | Hydraulics | 1 | CRPP-1-MA08-G-HYD-06 | 014509 | Enware water supply management system | 7.0 | Hydraulic Services | 28.0 | Thermostatic Mixing Valves | Enware |  |  | Benton's Plumbing Supplies | 1 |  |  |  |  | N | No | 2023-04-01 | 2022-09-05 | CDC Plumbing & Drainage | Kira Jackson
Enware Water Supply Management System: Thermostatic Mixing Valves | 1-y | #AST1096 |  | CRPP | CRPP | PR1 | 1 | MA08-DUNCAN 2 | Main Accommodation 08 (Duncan 2) | GR | Ground | MA08-206 | Cell 6 | HYD | Hydraulics | 1 | CRPP-1-MA08-G-HYD-07 | 014510 | Enware water supply management system | 7.0 | Hydraulic Services | 28.0 | Thermostatic Mixing Valves | Enware |  |  | Benton's Plumbing Supplies | 1 |  |  |  |  | N | No | 2023-04-01 | 2022-09-05 | CDC Plumbing & Drainage | Kira Jackson
Enware Water Supply Management System: Thermostatic Mixing Valves | 1-y | #AST1097 |  | CRPP | CRPP | PR1 | 1 | MA08-DUNCAN 2 | Main Accommodation 08 (Duncan 2) | GR | Ground | MA08-207 | Cell 7 | HYD | Hydraulics | 1 | CRPP-1-MA08-G-HYD-08 | 014511 | Enware water supply management system | 7.0 | Hydraulic Services | 28.0 | Thermostatic Mixing Valves | Enware |  |  | Benton's Plumbing Supplies | 1 |  |  |  |  | N | No | 2023-04-01 | 2022-09-05 | CDC Plumbing & Drainage | Kira Jackson
Enware Water Supply Management System: Thermostatic Mixing Valves | 1-y | #AST1098 |  | CRPP | CRPP | PR1 | 1 | MA08-DUNCAN 2 | Main Accommodation 08 (Duncan 2) | GR | Ground | MA08-208 | Cell 8 | HYD | Hydraulics | 1 | CRPP-1-MA08-G-HYD-09 | 014512 | Enware water supply management system | 7.0 | Hydraulic Services | 28.0 | Thermostatic Mixing Valves | Enware |  |  | Benton's Plumbing Supplies | 1 |  |  |  |  | N | No | 2023-04-01 | 2022-09-05 | CDC Plumbing & Drainage | Kira Jackson
Enware Water Supply Management System: Thermostatic Mixing Valves | 1-y | #AST1099 |  | CRPP | CRPP | PR1 | 1 | MA08-DUNCAN 2 | Main Accommodation 08 (Duncan 2) | GR | Ground | MA08-209 | Cell 9 | HYD | Hydraulics | 1 | CRPP-1-MA08-G-HYD-10 | 014513 | Enware water supply management system | 7.0 | Hydraulic Services | 28.0 | Thermostatic Mixing Valves | Enware |  |  | Benton's Plumbing Supplies | 1 |  |  |  |  | N | No | 2023-04-01 | 2022-09-05 | CDC Plumbing & Drainage | Kira Jackson
Enware Water Supply Management System: Thermostatic Mixing Valves | 1-y | #AST1100 |  | CRPP | CRPP | PR1 | 1 | MA08-DUNCAN 2 | Main Accommodation 08 (Duncan 2) | GR | Ground | MA08-210 | Cell 10 | HYD | Hydraulics | 1 | CRPP-1-MA08-G-HYD-11 | 014514 | Enware water supply management system | 7.0 | Hydraulic Services | 28.0 | Thermostatic Mixing Valves | Enware |  |  | Benton's Plumbing Supplies | 1 |  |  |  |  | N | No | 2023-04-01 | 2022-09-05 | CDC Plumbing & Drainage | Kira Jackson
Enware Water Supply Management System: Thermostatic Mixing Valves | 1-y | #AST1101 |  | CRPP | CRPP | PR1 | 1 | MA08-DUNCAN 2 | Main Accommodation 08 (Duncan 2) | GR | Ground | MA08-211 | Cell 11 | HYD | Hydraulics | 1 | CRPP-1-MA08-G-HYD-12 | 014515 | Enware water supply management system | 7.0 | Hydraulic Services | 28.0 | Thermostatic Mixing Valves | Enware |  |  | Benton's Plumbing Supplies | 1 |  |  |  |  | N | No | 2023-04-01 | 2022-09-05 | CDC Plumbing & Drainage | Kira Jackson
Enware Water Supply Management System: Thermostatic Mixing Valves | 1-y | #AST1102 |  | CRPP | CRPP | PR1 | 1 | MA08-DUNCAN 2 | Main Accommodation 08 (Duncan 2) | GR | Ground | MA08-212 | Cell 12 | HYD | Hydraulics | 1 | CRPP-1-MA08-G-HYD-13 | 014516 | Enware water supply management system | 7.0 | Hydraulic Services | 28.0 | Thermostatic Mixing Valves | Enware |  |  | Benton's Plumbing Supplies | 1 |  |  |  |  | N | No | 2023-04-01 | 2022-09-05 | CDC Plumbing & Drainage | Kira Jackson
Enware Water Supply Management System: Thermostatic Mixing Valves | 1-y | #AST1103 |  | CRPP | CRPP | PR1 | 1 | MA08-DUNCAN 2 | Main Accommodation 08 (Duncan 2) | GR | Ground | MA08-213 | Cell 13 | HYD | Hydraulics | 1 | CRPP-1-MA08-G-HYD-14 | 014517 | Enware water supply management system | 7.0 | Hydraulic Services | 28.0 | Thermostatic Mixing Valves | Enware |  |  | Benton's Plumbing Supplies | 1 |  |  |  |  | N | No | 2023-04-01 | 2022-09-05 | CDC Plumbing & Drainage | Kira Jackson
Enware Water Supply Management System: Thermostatic Mixing Valves | 1-y | #AST1104 |  | CRPP | CRPP | PR1 | 1 | MA08-DUNCAN 2 | Main Accommodation 08 (Duncan 2) | GR | Ground | MA08-214 | Cell 14 | HYD | Hydraulics | 1 | CRPP-1-MA08-G-HYD-15 | 014518 | Enware water supply management system | 7.0 | Hydraulic Services | 28.0 | Thermostatic Mixing Valves | Enware |  |  | Benton's Plumbing Supplies | 1 |  |  |  |  | N | No | 2023-04-01 | 2022-09-05 | CDC Plumbing & Drainage | Kira Jackson
Enware Water Supply Management System: Thermostatic Mixing Valves | 1-y | #AST1105 |  | CRPP | CRPP | PR1 | 1 | MA08-DUNCAN 2 | Main Accommodation 08 (Duncan 2) | GR | Ground | MA08-215 | Cell 15 | HYD | Hydraulics | 1 | CRPP-1-MA08-G-HYD-16 | 014519 | Enware water supply management system | 7.0 | Hydraulic Services | 28.0 | Thermostatic Mixing Valves | Enware |  |  | Benton's Plumbing Supplies | 1 |  |  |  |  | N | No | 2023-04-01 | 2022-09-05 | CDC Plumbing & Drainage | Kira Jackson
Enware Water Supply Management System: Thermostatic Mixing Valves | 1-y | #AST1106 |  | CRPP | CRPP | PR1 | 1 | MA08-DUNCAN 2 | Main Accommodation 08 (Duncan 2) | GR | Ground | MA08-216 | Cell 16 | HYD | Hydraulics | 1 | CRPP-1-MA08-G-HYD-17 | 014520 | Enware water supply management system | 7.0 | Hydraulic Services | 28.0 | Thermostatic Mixing Valves | Enware |  |  | Benton's Plumbing Supplies | 1 |  |  |  |  | N | No | 2023-04-01 | 2022-09-05 | CDC Plumbing & Drainage | Kira Jackson
Enware Water Supply Management System: Thermostatic Mixing Valves | 1-y | #AST1107 |  | CRPP | CRPP | PR1 | 1 | MA08-DUNCAN 2 | Main Accommodation 08 (Duncan 2) | GR | Ground | MA08-217 | Double Cell 17 | HYD | Hydraulics | 1 | CRPP-1-MA08-G-HYD-18 | 014521 | Enware water supply management system | 7.0 | Hydraulic Services | 28.0 | Thermostatic Mixing Valves | Enware |  |  | Benton's Plumbing Supplies | 1 |  |  |  |  | N | No | 2023-04-01 | 2022-09-05 | CDC Plumbing & Drainage | Kira Jackson
Enware Water Supply Management System: Thermostatic Mixing Valves | 1-y | #AST1108 |  | CRPP | CRPP | PR1 | 1 | MA08-DUNCAN 2 | Main Accommodation 08 (Duncan 2) | GR | Ground | MA08-218 | Cell 18 (Acc) | HYD | Hydraulics | 1 | CRPP-1-MA08-G-HYD-19 | 014522 | Enware water supply management system | 7.0 | Hydraulic Services | 28.0 | Thermostatic Mixing Valves | Enware |  |  | Benton's Plumbing Supplies | 1 |  |  |  |  | N | No | 2023-04-01 | 2022-09-05 | CDC Plumbing & Drainage | Kira Jackson
Enware Water Supply Management System: Thermostatic Mixing Valves | 1-y | #AST1109 |  | CRPP | CRPP | PR1 | 1 | MA08-DUNCAN 2 | Main Accommodation 08 (Duncan 2) | L1 | Level 01 | MA08-219 | Cell 19 | HYD | Hydraulics | 1 | CRPP-1-MA08-L1-HYD-05 | 014523 | Enware water supply management system | 7.0 | Hydraulic Services | 28.0 | Thermostatic Mixing Valves | Enware |  |  | Benton's Plumbing Supplies | 1 |  |  |  |  | N | No | 2023-04-01 | 2022-09-05 | CDC Plumbing & Drainage | Kira Jackson
Enware Water Supply Management System: Thermostatic Mixing Valves | 1-y | #AST1110 |  | CRPP | CRPP | PR1 | 1 | MA08-DUNCAN 2 | Main Accommodation 08 (Duncan 2) | L1 | Level 01 | MA08-220 | Cell 20 | HYD | Hydraulics | 1 | CRPP-1-MA08-L1-HYD-06 | 014524 | Enware water supply management system | 7.0 | Hydraulic Services | 28.0 | Thermostatic Mixing Valves | Enware |  |  | Benton's Plumbing Supplies | 1 |  |  |  |  | N | No | 2023-04-01 | 2022-09-05 | CDC Plumbing & Drainage | Kira Jackson
Enware Water Supply Management System: Thermostatic Mixing Valves | 1-y | #AST1111 |  | CRPP | CRPP | PR1 | 1 | MA08-DUNCAN 2 | Main Accommodation 08 (Duncan 2) | L1 | Level 01 | MA08-221 | Cell 21 | HYD | Hydraulics | 1 | CRPP-1-MA08-L1-HYD-07 | 014525 | Enware water supply management system | 7.0 | Hydraulic Services | 28.0 | Thermostatic Mixing Valves | Enware |  |  | Benton's Plumbing Supplies | 1 |  |  |  |  | N | No | 2023-04-01 | 2022-09-05 | CDC Plumbing & Drainage | Kira Jackson
Enware Water Supply Management System: Thermostatic Mixing Valves | 1-y | #AST1112 |  | CRPP | CRPP | PR1 | 1 | MA08-DUNCAN 2 | Main Accommodation 08 (Duncan 2) | L1 | Level 01 | MA08-222 | Cell 22 | HYD | Hydraulics | 1 | CRPP-1-MA08-L1-HYD-08 | 014526 | Enware water supply management system | 7.0 | Hydraulic Services | 28.0 | Thermostatic Mixing Valves | Enware |  |  | Benton's Plumbing Supplies | 1 |  |  |  |  | N | No | 2023-04-01 | 2022-09-05 | CDC Plumbing & Drainage | Kira Jackson
Enware Water Supply Management System: Thermostatic Mixing Valves | 1-y | #AST1113 |  | CRPP | CRPP | PR1 | 1 | MA08-DUNCAN 2 | Main Accommodation 08 (Duncan 2) | L1 | Level 01 | MA08-223 | Cell 23 | HYD | Hydraulics | 1 | CRPP-1-MA08-L1-HYD-09 | 014527 | Enware water supply management system | 7.0 | Hydraulic Services | 28.0 | Thermostatic Mixing Valves | Enware |  |  | Benton's Plumbing Supplies | 1 |  |  |  |  | N | No | 2023-04-01 | 2022-09-05 | CDC Plumbing & Drainage | Kira Jackson
Enware Water Supply Management System: Thermostatic Mixing Valves | 1-y | #AST1114 |  | CRPP | CRPP | PR1 | 1 | MA08-DUNCAN 2 | Main Accommodation 08 (Duncan 2) | L1 | Level 01 | MA08-224 | Cell 24 | HYD | Hydraulics | 1 | CRPP-1-MA08-L1-HYD-10 | 014528 | Enware water supply management system | 7.0 | Hydraulic Services | 28.0 | Thermostatic Mixing Valves | Enware |  |  | Benton's Plumbing Supplies | 1 |  |  |  |  | N | No | 2023-04-01 | 2022-09-05 | CDC Plumbing & Drainage | Kira Jackson
Enware Water Supply Management System: Thermostatic Mixing Valves | 1-y | #AST1115 |  | CRPP | CRPP | PR1 | 1 | MA08-DUNCAN 2 | Main Accommodation 08 (Duncan 2) | L1 | Level 01 | MA08-225 | Cell 25 | HYD | Hydraulics | 1 | CRPP-1-MA08-L1-HYD-11 | 014529 | Enware water supply management system | 7.0 | Hydraulic Services | 28.0 | Thermostatic Mixing Valves | Enware |  |  | Benton's Plumbing Supplies | 1 |  |  |  |  | N | No | 2023-04-01 | 2022-09-05 | CDC Plumbing & Drainage | Kira Jackson
Enware Water Supply Management System: Thermostatic Mixing Valves | 1-y | #AST1116 |  | CRPP | CRPP | PR1 | 1 | MA08-DUNCAN 2 | Main Accommodation 08 (Duncan 2) | L1 | Level 01 | MA08-226 | Cell 26 | HYD | Hydraulics | 1 | CRPP-1-MA08-L1-HYD-12 | 014530 | Enware water supply management system | 7.0 | Hydraulic Services | 28.0 | Thermostatic Mixing Valves | Enware |  |  | Benton's Plumbing Supplies | 1 |  |  |  |  | N | No | 2023-04-01 | 2022-09-05 | CDC Plumbing & Drainage | Kira Jackson
Enware Water Supply Management System: Thermostatic Mixing Valves | 1-y | #AST1117 |  | CRPP | CRPP | PR1 | 1 | MA08-DUNCAN 2 | Main Accommodation 08 (Duncan 2) | L1 | Level 01 | MA08-227 | Cell 27 | HYD | Hydraulics | 1 | CRPP-1-MA08-L1-HYD-13 | 014531 | Enware water supply management system | 7.0 | Hydraulic Services | 28.0 | Thermostatic Mixing Valves | Enware |  |  | Benton's Plumbing Supplies | 1 |  |  |  |  | N | No | 2023-04-01 | 2022-09-05 | CDC Plumbing & Drainage | Kira Jackson
Enware Water Supply Management System: Thermostatic Mixing Valves | 1-y | #AST1118 |  | CRPP | CRPP | PR1 | 1 | MA08-DUNCAN 2 | Main Accommodation 08 (Duncan 2) | L1 | Level 01 | MA08-228 | Cell 28 | HYD | Hydraulics | 1 | CRPP-1-MA08-L1-HYD-14 | 014532 | Enware water supply management system | 7.0 | Hydraulic Services | 28.0 | Thermostatic Mixing Valves | Enware |  |  | Benton's Plumbing Supplies | 1 |  |  |  |  | N | No | 2023-04-01 | 2022-09-05 | CDC Plumbing & Drainage | Kira Jackson
Enware Water Supply Management System: Thermostatic Mixing Valves | 1-y | #AST1119 |  | CRPP | CRPP | PR1 | 1 | MA08-DUNCAN 2 | Main Accommodation 08 (Duncan 2) | L1 | Level 01 | MA08-229 | Cell 29 | HYD | Hydraulics | 1 | CRPP-1-MA08-L1-HYD-15 | 014533 | Enware water supply management system | 7.0 | Hydraulic Services | 28.0 | Thermostatic Mixing Valves | Enware |  |  | Benton's Plumbing Supplies | 1 |  |  |  |  | N | No | 2023-04-01 | 2022-09-05 | CDC Plumbing & Drainage | Kira Jackson
Enware Water Supply Management System: Thermostatic Mixing Valves | 1-y | #AST1120 |  | CRPP | CRPP | PR1 | 1 | MA08-DUNCAN 2 | Main Accommodation 08 (Duncan 2) | L1 | Level 01 | MA08-230 | Cell 30 | HYD | Hydraulics | 1 | CRPP-1-MA08-L1-HYD-16 | 014534 | Enware water supply management system | 7.0 | Hydraulic Services | 28.0 | Thermostatic Mixing Valves | Enware |  |  | Benton's Plumbing Supplies | 1 |  |  |  |  | N | No | 2023-04-01 | 2022-09-05 | CDC Plumbing & Drainage | Kira Jackson
Enware Water Supply Management System: Thermostatic Mixing Valves | 1-y | #AST1121 |  | CRPP | CRPP | PR1 | 1 | MA08-DUNCAN 2 | Main Accommodation 08 (Duncan 2) | L1 | Level 01 | MA08-231 | Cell 31 | HYD | Hydraulics | 1 | CRPP-1-MA08-L1-HYD-17 | 014535 | Enware water supply management system | 7.0 | Hydraulic Services | 28.0 | Thermostatic Mixing Valves | Enware |  |  | Benton's Plumbing Supplies | 1 |  |  |  |  | N | No | 2023-04-01 | 2022-09-05 | CDC Plumbing & Drainage | Kira Jackson
Enware Water Supply Management System: Thermostatic Mixing Valves | 1-y | #AST1122 |  | CRPP | CRPP | PR1 | 1 | MA08-DUNCAN 2 | Main Accommodation 08 (Duncan 2) | L1 | Level 01 | MA08-232 | Cell 32 | HYD | Hydraulics | 1 | CRPP-1-MA08-L1-HYD-18 | 014536 | Enware water supply management system | 7.0 | Hydraulic Services | 28.0 | Thermostatic Mixing Valves | Enware |  |  | Benton's Plumbing Supplies | 1 |  |  |  |  | N | No | 2023-04-01 | 2022-09-05 | CDC Plumbing & Drainage | Kira Jackson
Enware Water Supply Management System: Thermostatic Mixing Valves | 1-y | #AST1123 |  | CRPP | CRPP | PR1 | 1 | MA08-DUNCAN 2 | Main Accommodation 08 (Duncan 2) | L1 | Level 01 | MA08-233 | Cell 33 | HYD | Hydraulics | 1 | CRPP-1-MA08-L1-HYD-19 | 014537 | Enware water supply management system | 7.0 | Hydraulic Services | 28.0 | Thermostatic Mixing Valves | Enware |  |  | Benton's Plumbing Supplies | 1 |  |  |  |  | N | No | 2023-04-01 | 2022-09-05 | CDC Plumbing & Drainage | Kira Jackson
Enware Water Supply Management System: Thermostatic Mixing Valves | 1-y | #AST1124 |  | CRPP | CRPP | PR1 | 1 | MA08-DUNCAN 2 | Main Accommodation 08 (Duncan 2) | L1 | Level 01 | MA08-234 | Cell 34 | HYD | Hydraulics | 1 | CRPP-1-MA08-L1-HYD-20 | 014538 | Enware water supply management system | 7.0 | Hydraulic Services | 28.0 | Thermostatic Mixing Valves | Enware |  |  | Benton's Plumbing Supplies | 1 |  |  |  |  | N | No | 2023-04-01 | 2022-09-05 | CDC Plumbing & Drainage | Kira Jackson
Enware Water Supply Management System: Thermostatic Mixing Valves | 1-y | #AST1125 |  | CRPP | CRPP | PR1 | 1 | MA08-DUNCAN 2 | Main Accommodation 08 (Duncan 2) | L1 | Level 01 | MA08-235 | Double Cell 35 | HYD | Hydraulics | 1 | CRPP-1-MA08-L1-HYD-21 | 014539 | Enware water supply management system | 7.0 | Hydraulic Services | 28.0 | Thermostatic Mixing Valves | Enware |  |  | Benton's Plumbing Supplies | 1 |  |  |  |  | N | No | 2023-04-01 | 2022-09-05 | CDC Plumbing & Drainage | Kira Jackson
Enware Water Supply Management System: Thermostatic Mixing Valves | 1-y | #AST1126 |  | CRPP | CRPP | PR1 | 1 | MA08-DUNCAN 2 | Main Accommodation 08 (Duncan 2) | L1 | Level 01 | MA08-236 | Double Cell 36 | HYD | Hydraulics | 1 | CRPP-1-MA08-L1-HYD-22 | 014540 | Enware water supply management system | 7.0 | Hydraulic Services | 28.0 | Thermostatic Mixing Valves | Enware |  |  | Benton's Plumbing Supplies | 1 |  |  |  |  | N | No | 2023-04-01 | 2022-09-05 | CDC Plumbing & Drainage | Kira Jackson
Enware Water Supply Management System: Thermostatic Mixing Valves | 1-y | #AST1127 |  | CRPP | CRPP | PR1 | 1 | MA08-DUNCAN 2 | Main Accommodation 08 (Duncan 2) | GR | Ground | MA08-237 | Cell 37 (Acc) | HYD | Hydraulics | 1 | CRPP-1-MA08-G-HYD-20 | 014467 | Enware water supply management system | 7.0 | Hydraulic Services | 28.0 | Thermostatic Mixing Valves | Enware |  |  | Benton's Plumbing Supplies | 1 |  |  |  |  | N | No | 2023-04-01 | 2022-09-05 | CDC Plumbing & Drainage | Kira Jackson
Enware Water Supply Management System: Thermostatic Mixing Valves | 1-y | #AST1128 |  | CRPP | CRPP | PR1 | 1 | MA08-DUNCAN 2 | Main Accommodation 08 (Duncan 2) | GR | Ground | MA08-238 | Double Cell 38 | HYD | Hydraulics | 1 | CRPP-1-MA08-G-HYD-21 | 014468 | Enware water supply management system | 7.0 | Hydraulic Services | 28.0 | Thermostatic Mixing Valves | Enware |  |  | Benton's Plumbing Supplies | 1 |  |  |  |  | N | No | 2023-04-01 | 2022-09-05 | CDC Plumbing & Drainage | Kira Jackson
Enware Water Supply Management System: Thermostatic Mixing Valves | 1-y | #AST1129 |  | CRPP | CRPP | PR1 | 1 | MA08-DUNCAN 2 | Main Accommodation 08 (Duncan 2) | GR | Ground | MA08-239 | Cell 39 | HYD | Hydraulics | 1 | CRPP-1-MA08-G-HYD-22 | 014469 | Enware water supply management system | 7.0 | Hydraulic Services | 28.0 | Thermostatic Mixing Valves | Enware |  |  | Benton's Plumbing Supplies | 1 |  |  |  |  | N | No | 2023-04-01 | 2022-09-05 | CDC Plumbing & Drainage | Kira Jackson
Enware Water Supply Management System: Thermostatic Mixing Valves | 1-y | #AST1130 |  | CRPP | CRPP | PR1 | 1 | MA08-DUNCAN 2 | Main Accommodation 08 (Duncan 2) | GR | Ground | MA08-240 | Cell 40 | HYD | Hydraulics | 1 | CRPP-1-MA08-G-HYD-23 | 014470 | Enware water supply management system | 7.0 | Hydraulic Services | 28.0 | Thermostatic Mixing Valves | Enware |  |  | Benton's Plumbing Supplies | 1 |  |  |  |  | N | No | 2023-04-01 | 2022-09-05 | CDC Plumbing & Drainage | Kira Jackson
Enware Water Supply Management System: Thermostatic Mixing Valves | 1-y | #AST1131 |  | CRPP | CRPP | PR1 | 1 | MA08-DUNCAN 2 | Main Accommodation 08 (Duncan 2) | GR | Ground | MA08-241 | Cell 41 | HYD | Hydraulics | 1 | CRPP-1-MA08-G-HYD-24 | 014471 | Enware water supply management system | 7.0 | Hydraulic Services | 28.0 | Thermostatic Mixing Valves | Enware |  |  | Benton's Plumbing Supplies | 1 |  |  |  |  | N | No | 2023-04-01 | 2022-09-05 | CDC Plumbing & Drainage | Kira Jackson
Enware Water Supply Management System: Thermostatic Mixing Valves | 1-y | #AST1132 |  | CRPP | CRPP | PR1 | 1 | MA08-DUNCAN 2 | Main Accommodation 08 (Duncan 2) | GR | Ground | MA08-242 | Cell 42 | HYD | Hydraulics | 1 | CRPP-1-MA08-G-HYD-25 | 014472 | Enware water supply management system | 7.0 | Hydraulic Services | 28.0 | Thermostatic Mixing Valves | Enware |  |  | Benton's Plumbing Supplies | 1 |  |  |  |  | N | No | 2023-04-01 | 2022-09-05 | CDC Plumbing & Drainage | Kira Jackson
Enware Water Supply Management System: Thermostatic Mixing Valves | 1-y | #AST1133 |  | CRPP | CRPP | PR1 | 1 | MA08-DUNCAN 2 | Main Accommodation 08 (Duncan 2) | GR | Ground | MA08-243 | Cell 43 | HYD | Hydraulics | 1 | CRPP-1-MA08-G-HYD-26 | 014473 | Enware water supply management system | 7.0 | Hydraulic Services | 28.0 | Thermostatic Mixing Valves | Enware |  |  | Benton's Plumbing Supplies | 1 |  |  |  |  | N | No | 2023-04-01 | 2022-09-05 | CDC Plumbing & Drainage | Kira Jackson
Enware Water Supply Management System: Thermostatic Mixing Valves | 1-y | #AST1134 |  | CRPP | CRPP | PR1 | 1 | MA08-DUNCAN 2 | Main Accommodation 08 (Duncan 2) | GR | Ground | MA08-244 | Cell 44 | HYD | Hydraulics | 1 | CRPP-1-MA08-G-HYD-27 | 014474 | Enware water supply management system | 7.0 | Hydraulic Services | 28.0 | Thermostatic Mixing Valves | Enware |  |  | Benton's Plumbing Supplies | 1 |  |  |  |  | N | No | 2023-04-01 | 2022-09-05 | CDC Plumbing & Drainage | Kira Jackson
Enware Water Supply Management System: Thermostatic Mixing Valves | 1-y | #AST1135 |  | CRPP | CRPP | PR1 | 1 | MA08-DUNCAN 2 | Main Accommodation 08 (Duncan 2) | GR | Ground | MA08-245 | Cell 45 | HYD | Hydraulics | 1 | CRPP-1-MA08-G-HYD-28 | 014475 | Enware water supply management system | 7.0 | Hydraulic Services | 28.0 | Thermostatic Mixing Valves | Enware |  |  | Benton's Plumbing Supplies | 1 |  |  |  |  | N | No | 2023-04-01 | 2022-09-05 | CDC Plumbing & Drainage | Kira Jackson
Enware Water Supply Management System: Thermostatic Mixing Valves | 1-y | #AST1136 |  | CRPP | CRPP | PR1 | 1 | MA08-DUNCAN 2 | Main Accommodation 08 (Duncan 2) | GR | Ground | MA08-246 | Cell 46 | HYD | Hydraulics | 1 | CRPP-1-MA08-G-HYD-29 | 014476 | Enware water supply management system | 7.0 | Hydraulic Services | 28.0 | Thermostatic Mixing Valves | Enware |  |  | Benton's Plumbing Supplies | 1 |  |  |  |  | N | No | 2023-04-01 | 2022-09-05 | CDC Plumbing & Drainage | Kira Jackson
Enware Water Supply Management System: Thermostatic Mixing Valves | 1-y | #AST1137 |  | CRPP | CRPP | PR1 | 1 | MA08-DUNCAN 2 | Main Accommodation 08 (Duncan 2) | GR | Ground | MA08-247 | Cell 47 | HYD | Hydraulics | 1 | CRPP-1-MA08-G-HYD-30 | 014477 | Enware water supply management system | 7.0 | Hydraulic Services | 28.0 | Thermostatic Mixing Valves | Enware |  |  | Benton's Plumbing Supplies | 1 |  |  |  |  | N | No | 2023-04-01 | 2022-09-05 | CDC Plumbing & Drainage | Kira Jackson
Enware Water Supply Management System: Thermostatic Mixing Valves | 1-y | #AST1138 |  | CRPP | CRPP | PR1 | 1 | MA08-DUNCAN 2 | Main Accommodation 08 (Duncan 2) | GR | Ground | MA08-248 | Cell 48 | HYD | Hydraulics | 1 | CRPP-1-MA08-G-HYD-31 | 014478 | Enware water supply management system | 7.0 | Hydraulic Services | 28.0 | Thermostatic Mixing Valves | Enware |  |  | Benton's Plumbing Supplies | 1 |  |  |  |  | N | No | 2023-04-01 | 2022-09-05 | CDC Plumbing & Drainage | Kira Jackson
Enware Water Supply Management System: Thermostatic Mixing Valves | 1-y | #AST1139 |  | CRPP | CRPP | PR1 | 1 | MA08-DUNCAN 2 | Main Accommodation 08 (Duncan 2) | GR | Ground | MA08-249 | Cell 49 | HYD | Hydraulics | 1 | CRPP-1-MA08-G-HYD-32 | 014479 | Enware water supply management system | 7.0 | Hydraulic Services | 28.0 | Thermostatic Mixing Valves | Enware |  |  | Benton's Plumbing Supplies | 1 |  |  |  |  | N | No | 2023-04-01 | 2022-09-05 | CDC Plumbing & Drainage | Kira Jackson
Enware Water Supply Management System: Thermostatic Mixing Valves | 1-y | #AST1140 |  | CRPP | CRPP | PR1 | 1 | MA08-DUNCAN 2 | Main Accommodation 08 (Duncan 2) | GR | Ground | MA08-250 | Cell 50 | HYD | Hydraulics | 1 | CRPP-1-MA08-G-HYD-33 | 014480 | Enware water supply management system | 7.0 | Hydraulic Services | 28.0 | Thermostatic Mixing Valves | Enware |  |  | Benton's Plumbing Supplies | 1 |  |  |  |  | N | No | 2023-04-01 | 2022-09-05 | CDC Plumbing & Drainage | Kira Jackson
Enware Water Supply Management System: Thermostatic Mixing Valves | 1-y | #AST1141 |  | CRPP | CRPP | PR1 | 1 | MA08-DUNCAN 2 | Main Accommodation 08 (Duncan 2) | GR | Ground | MA08-251 | Cell 51 | HYD | Hydraulics | 1 | CRPP-1-MA08-G-HYD-34 | 014481 | Enware water supply management system | 7.0 | Hydraulic Services | 28.0 | Thermostatic Mixing Valves | Enware |  |  | Benton's Plumbing Supplies | 1 |  |  |  |  | N | No | 2023-04-01 | 2022-09-05 | CDC Plumbing & Drainage | Kira Jackson
Enware Water Supply Management System: Thermostatic Mixing Valves | 1-y | #AST1142 |  | CRPP | CRPP | PR1 | 1 | MA08-DUNCAN 2 | Main Accommodation 08 (Duncan 2) | GR | Ground | MA08-252 | Cell 52 | HYD | Hydraulics | 1 | CRPP-1-MA08-G-HYD-35 | 014482 | Enware water supply management system | 7.0 | Hydraulic Services | 28.0 | Thermostatic Mixing Valves | Enware |  |  | Benton's Plumbing Supplies | 1 |  |  |  |  | N | No | 2023-04-01 | 2022-09-05 | CDC Plumbing & Drainage | Kira Jackson
Enware Water Supply Management System: Thermostatic Mixing Valves | 1-y | #AST1143 |  | CRPP | CRPP | PR1 | 1 | MA08-DUNCAN 2 | Main Accommodation 08 (Duncan 2) | GR | Ground | MA08-253 | Cell 53 | HYD | Hydraulics | 1 | CRPP-1-MA08-G-HYD-36 | 014483 | Enware water supply management system | 7.0 | Hydraulic Services | 28.0 | Thermostatic Mixing Valves | Enware |  |  | Benton's Plumbing Supplies | 1 |  |  |  |  | N | No | 2023-04-01 | 2022-09-05 | CDC Plumbing & Drainage | Kira Jackson
Enware Water Supply Management System: Thermostatic Mixing Valves | 1-y | #AST1144 |  | CRPP | CRPP | PR1 | 1 | MA08-DUNCAN 2 | Main Accommodation 08 (Duncan 2) | GR | Ground | MA08-254 | Cell 54 | HYD | Hydraulics | 1 | CRPP-1-MA08-G-HYD-37 | 014484 | Enware water supply management system | 7.0 | Hydraulic Services | 28.0 | Thermostatic Mixing Valves | Enware |  |  | Benton's Plumbing Supplies | 1 |  |  |  |  | N | No | 2023-04-01 | 2022-09-05 | CDC Plumbing & Drainage | Kira Jackson
Enware Water Supply Management System: Thermostatic Mixing Valves | 1-y | #AST1145 |  | CRPP | CRPP | PR1 | 1 | MA08-DUNCAN 2 | Main Accommodation 08 (Duncan 2) | L1 | Level 01 | MA08-255 | Double Cell 55 | HYD | Hydraulics | 1 | CRPP-1-MA08-L1-HYD-23 | 014486 | Enware water supply management system | 7.0 | Hydraulic Services | 28.0 | Thermostatic Mixing Valves | Enware |  |  | Benton's Plumbing Supplies | 1 |  |  |  |  | N | No | 2023-04-01 | 2022-09-05 | CDC Plumbing & Drainage | Kira Jackson
Enware Water Supply Management System: Thermostatic Mixing Valves | 1-y | #AST1146 |  | CRPP | CRPP | PR1 | 1 | MA08-DUNCAN 2 | Main Accommodation 08 (Duncan 2) | L1 | Level 01 | MA08-256 | Double Cell 56 | HYD | Hydraulics | 1 | CRPP-1-MA08-L1-HYD-24 | 014487 | Enware water supply management system | 7.0 | Hydraulic Services | 28.0 | Thermostatic Mixing Valves | Enware |  |  | Benton's Plumbing Supplies | 1 |  |  |  |  | N | No | 2023-04-01 | 2022-09-05 | CDC Plumbing & Drainage | Kira Jackson
Enware Water Supply Management System: Thermostatic Mixing Valves | 1-y | #AST1147 |  | CRPP | CRPP | PR1 | 1 | MA08-DUNCAN 2 | Main Accommodation 08 (Duncan 2) | L1 | Level 01 | MA08-257 | Cell 57 | HYD | Hydraulics | 1 | CRPP-1-MA08-L1-HYD-25 | 014488 | Enware water supply management system | 7.0 | Hydraulic Services | 28.0 | Thermostatic Mixing Valves | Enware |  |  | Benton's Plumbing Supplies | 1 |  |  |  |  | N | No | 2023-04-01 | 2022-09-05 | CDC Plumbing & Drainage | Kira Jackson
Enware Water Supply Management System: Thermostatic Mixing Valves | 1-y | #AST1148 |  | CRPP | CRPP | PR1 | 1 | MA08-DUNCAN 2 | Main Accommodation 08 (Duncan 2) | L1 | Level 01 | MA08-258 | Cell 58 | HYD | Hydraulics | 1 | CRPP-1-MA08-L1-HYD-26 | 014489 | Enware water supply management system | 7.0 | Hydraulic Services | 28.0 | Thermostatic Mixing Valves | Enware |  |  | Benton's Plumbing Supplies | 1 |  |  |  |  | N | No | 2023-04-01 | 2022-09-05 | CDC Plumbing & Drainage | Kira Jackson
Enware Water Supply Management System: Thermostatic Mixing Valves | 1-y | #AST1149 |  | CRPP | CRPP | PR1 | 1 | MA08-DUNCAN 2 | Main Accommodation 08 (Duncan 2) | L1 | Level 01 | MA08-259 | Cell 59 | HYD | Hydraulics | 1 | CRPP-1-MA08-L1-HYD-27 | 014490 | Enware water supply management system | 7.0 | Hydraulic Services | 28.0 | Thermostatic Mixing Valves | Enware |  |  | Benton's Plumbing Supplies | 1 |  |  |  |  | N | No | 2023-04-01 | 2022-09-05 | CDC Plumbing & Drainage | Kira Jackson
Enware Water Supply Management System: Thermostatic Mixing Valves | 1-y | #AST1150 |  | CRPP | CRPP | PR1 | 1 | MA08-DUNCAN 2 | Main Accommodation 08 (Duncan 2) | L1 | Level 01 | MA08-260 | Cell 60 | HYD | Hydraulics | 1 | CRPP-1-MA08-L1-HYD-28 | 014491 | Enware water supply management system | 7.0 | Hydraulic Services | 28.0 | Thermostatic Mixing Valves | Enware |  |  | Benton's Plumbing Supplies | 1 |  |  |  |  | N | No | 2023-04-01 | 2022-09-05 | CDC Plumbing & Drainage | Kira Jackson
Enware Water Supply Management System: Thermostatic Mixing Valves | 1-y | #AST1151 |  | CRPP | CRPP | PR1 | 1 | MA08-DUNCAN 2 | Main Accommodation 08 (Duncan 2) | L1 | Level 01 | MA08-261 | Cell 61 | HYD | Hydraulics | 1 | CRPP-1-MA08-L1-HYD-29 | 014492 | Enware water supply management system | 7.0 | Hydraulic Services | 28.0 | Thermostatic Mixing Valves | Enware |  |  | Benton's Plumbing Supplies | 1 |  |  |  |  | N | No | 2023-04-01 | 2022-09-05 | CDC Plumbing & Drainage | Kira Jackson
Enware Water Supply Management System: Thermostatic Mixing Valves | 1-y | #AST1152 |  | CRPP | CRPP | PR1 | 1 | MA08-DUNCAN 2 | Main Accommodation 08 (Duncan 2) | L1 | Level 01 | MA08-262 | Cell 62 | HYD | Hydraulics | 1 | CRPP-1-MA08-L1-HYD-30 | 014493 | Enware water supply management system | 7.0 | Hydraulic Services | 28.0 | Thermostatic Mixing Valves | Enware |  |  | Benton's Plumbing Supplies | 1 |  |  |  |  | N | No | 2023-04-01 | 2022-09-05 | CDC Plumbing & Drainage | Kira Jackson
Enware Water Supply Management System: Thermostatic Mixing Valves | 1-y | #AST1153 |  | CRPP | CRPP | PR1 | 1 | MA08-DUNCAN 2 | Main Accommodation 08 (Duncan 2) | L1 | Level 01 | MA08-263 | Cell 63 | HYD | Hydraulics | 1 | CRPP-1-MA08-L1-HYD-31 | 014494 | Enware water supply management system | 7.0 | Hydraulic Services | 28.0 | Thermostatic Mixing Valves | Enware |  |  | Benton's Plumbing Supplies | 1 |  |  |  |  | N | No | 2023-04-01 | 2022-09-05 | CDC Plumbing & Drainage | Kira Jackson
Enware Water Supply Management System: Thermostatic Mixing Valves | 1-y | #AST1154 |  | CRPP | CRPP | PR1 | 1 | MA08-DUNCAN 2 | Main Accommodation 08 (Duncan 2) | L1 | Level 01 | MA08-264 | Cell 64 | HYD | Hydraulics | 1 | CRPP-1-MA08-L1-HYD-32 | 014495 | Enware water supply management system | 7.0 | Hydraulic Services | 28.0 | Thermostatic Mixing Valves | Enware |  |  | Benton's Plumbing Supplies | 1 |  |  |  |  | N | No | 2023-04-01 | 2022-09-05 | CDC Plumbing & Drainage | Kira Jackson
Enware Water Supply Management System: Thermostatic Mixing Valves | 1-y | #AST1155 |  | CRPP | CRPP | PR1 | 1 | MA08-DUNCAN 2 | Main Accommodation 08 (Duncan 2) | L1 | Level 01 | MA08-265 | Cell 65 | HYD | Hydraulics | 1 | CRPP-1-MA08-L1-HYD-33 | 014496 | Enware water supply management system | 7.0 | Hydraulic Services | 28.0 | Thermostatic Mixing Valves | Enware |  |  | Benton's Plumbing Supplies | 1 |  |  |  |  | N | No | 2023-04-01 | 2022-09-05 | CDC Plumbing & Drainage | Kira Jackson
Enware Water Supply Management System: Thermostatic Mixing Valves | 1-y | #AST1156 |  | CRPP | CRPP | PR1 | 1 | MA08-DUNCAN 2 | Main Accommodation 08 (Duncan 2) | L1 | Level 01 | MA08-266 | Cell 66 | HYD | Hydraulics | 1 | CRPP-1-MA08-L1-HYD-34 | 014497 | Enware water supply management system | 7.0 | Hydraulic Services | 28.0 | Thermostatic Mixing Valves | Enware |  |  | Benton's Plumbing Supplies | 1 |  |  |  |  | N | No | 2023-04-01 | 2022-09-05 | CDC Plumbing & Drainage | Kira Jackson
Enware Water Supply Management System: Thermostatic Mixing Valves | 1-y | #AST1157 |  | CRPP | CRPP | PR1 | 1 | MA08-DUNCAN 2 | Main Accommodation 08 (Duncan 2) | L1 | Level 01 | MA08-267 | Cell 67 | HYD | Hydraulics | 1 | CRPP-1-MA08-L1-HYD-35 | 014498 | Enware water supply management system | 7.0 | Hydraulic Services | 28.0 | Thermostatic Mixing Valves | Enware |  |  | Benton's Plumbing Supplies | 1 |  |  |  |  | N | No | 2023-04-01 | 2022-09-05 | CDC Plumbing & Drainage | Kira Jackson
Enware Water Supply Management System: Thermostatic Mixing Valves | 1-y | #AST1158 |  | CRPP | CRPP | PR1 | 1 | MA08-DUNCAN 2 | Main Accommodation 08 (Duncan 2) | L1 | Level 01 | MA08-268 | Cell 68 | HYD | Hydraulics | 1 | CRPP-1-MA08-L1-HYD-36 | 014499 | Enware water supply management system | 7.0 | Hydraulic Services | 28.0 | Thermostatic Mixing Valves | Enware |  |  | Benton's Plumbing Supplies | 1 |  |  |  |  | N | No | 2023-04-01 | 2022-09-05 | CDC Plumbing & Drainage | Kira Jackson
Enware Water Supply Management System: Thermostatic Mixing Valves | 1-y | #AST1159 |  | CRPP | CRPP | PR1 | 1 | MA08-DUNCAN 2 | Main Accommodation 08 (Duncan 2) | L1 | Level 01 | MA08-269 | Cell 69 | HYD | Hydraulics | 1 | CRPP-1-MA08-L1-HYD-37 | 014500 | Enware water supply management system | 7.0 | Hydraulic Services | 28.0 | Thermostatic Mixing Valves | Enware |  |  | Benton's Plumbing Supplies | 1 |  |  |  |  | N | No | 2023-04-01 | 2022-09-05 | CDC Plumbing & Drainage | Kira Jackson
Enware Water Supply Management System: Thermostatic Mixing Valves | 1-y | #AST1160 |  | CRPP | CRPP | PR1 | 1 | MA08-DUNCAN 2 | Main Accommodation 08 (Duncan 2) | L1 | Level 01 | MA08-270 | Cell 70 | HYD | Hydraulics | 1 | CRPP-1-MA08-L1-HYD-38 | 014501 | Enware water supply management system | 7.0 | Hydraulic Services | 28.0 | Thermostatic Mixing Valves | Enware |  |  | Benton's Plumbing Supplies | 1 |  |  |  |  | N | No | 2023-04-01 | 2022-09-05 | CDC Plumbing & Drainage | Kira Jackson
Enware Water Supply Management System: Thermostatic Mixing Valves | 1-y | #AST1161 |  | CRPP | CRPP | PR1 | 1 | MA08-DUNCAN 2 | Main Accommodation 08 (Duncan 2) | L1 | Level 01 | MA08-271 | Cell 71 | HYD | Hydraulics | 1 | CRPP-1-MA08-L1-HYD-39 | 014502 | Enware water supply management system | 7.0 | Hydraulic Services | 28.0 | Thermostatic Mixing Valves | Enware |  |  | Benton's Plumbing Supplies | 1 |  |  |  |  | N | No | 2023-04-01 | 2022-09-05 | CDC Plumbing & Drainage | Kira Jackson
Enware Water Supply Management System: Thermostatic Mixing Valves | 1-y | #AST1162 |  | CRPP | CRPP | PR1 | 1 | MA08-DUNCAN 2 | Main Accommodation 08 (Duncan 2) | L1 | Level 01 | MA08-272 | Cell 72 | HYD | Hydraulics | 1 | CRPP-1-MA08-L1-HYD-40 | 014503 | Enware water supply management system | 7.0 | Hydraulic Services | 28.0 | Thermostatic Mixing Valves | Enware |  |  | Benton's Plumbing Supplies | 1 |  |  |  |  | N | No | 2023-04-01 | 2022-09-05 | CDC Plumbing & Drainage | Kira Jackson
Enware Water Supply Management System: Thermostatic Mixing Valves | 1-y | #AST1174 |  | CRPP | CRPP | PR1 | 1 | MA09-EASTLAKES 1 | Main Accommodation 09 (Eastlakes 1) | GR | Ground | MA09-201 | Cell 1 | HYD | Hydraulics | 1 | CRPP-1-MA09-G-HYD-02 | 014649 | Enware water supply management system | 7.0 | Hydraulic Services | 28.0 | Thermostatic Mixing Valves | Enware |  |  | Benton's Plumbing Supplies | 1 |  |  |  |  | N | No | 2023-04-01 | 2022-09-05 | CDC Plumbing & Drainage | Kira Jackson
Enware Water Supply Management System: Thermostatic Mixing Valves | 1-y | #AST1175 |  | CRPP | CRPP | PR1 | 1 | MA09-EASTLAKES 1 | Main Accommodation 09 (Eastlakes 1) | GR | Ground | MA09-202 | Cell 2 | HYD | Hydraulics | 1 | CRPP-1-MA09-G-HYD-03 | 014650 | Enware water supply management system | 7.0 | Hydraulic Services | 28.0 | Thermostatic Mixing Valves | Enware |  |  | Benton's Plumbing Supplies | 1 |  |  |  |  | N | No | 2023-04-01 | 2022-09-05 | CDC Plumbing & Drainage | Kira Jackson
Enware Water Supply Management System: Thermostatic Mixing Valves | 1-y | #AST1176 |  | CRPP | CRPP | PR1 | 1 | MA09-EASTLAKES 1 | Main Accommodation 09 (Eastlakes 1) | GR | Ground | MA09-203 | Cell 3 | HYD | Hydraulics | 1 | CRPP-1-MA09-G-HYD-04 | 014651 | Enware water supply management system | 7.0 | Hydraulic Services | 28.0 | Thermostatic Mixing Valves | Enware |  |  | Benton's Plumbing Supplies | 1 |  |  |  |  | N | No | 2023-04-01 | 2022-09-05 | CDC Plumbing & Drainage | Kira Jackson
Enware Water Supply Management System: Thermostatic Mixing Valves | 1-y | #AST1177 |  | CRPP | CRPP | PR1 | 1 | MA09-EASTLAKES 1 | Main Accommodation 09 (Eastlakes 1) | GR | Ground | MA09-204 | Cell 4 | HYD | Hydraulics | 1 | CRPP-1-MA09-G-HYD-05 | 014652 | Enware water supply management system | 7.0 | Hydraulic Services | 28.0 | Thermostatic Mixing Valves | Enware |  |  | Benton's Plumbing Supplies | 1 |  |  |  |  | N | No | 2023-04-01 | 2022-09-05 | CDC Plumbing & Drainage | Kira Jackson
Enware Water Supply Management System: Thermostatic Mixing Valves | 1-y | #AST1178 |  | CRPP | CRPP | PR1 | 1 | MA09-EASTLAKES 1 | Main Accommodation 09 (Eastlakes 1) | GR | Ground | MA09-205 | Cell 5 | HYD | Hydraulics | 1 | CRPP-1-MA09-G-HYD-06 | 014653 | Enware water supply management system | 7.0 | Hydraulic Services | 28.0 | Thermostatic Mixing Valves | Enware |  |  | Benton's Plumbing Supplies | 1 |  |  |  |  | N | No | 2023-04-01 | 2022-09-05 | CDC Plumbing & Drainage | Kira Jackson
Enware Water Supply Management System: Thermostatic Mixing Valves | 1-y | #AST1179 |  | CRPP | CRPP | PR1 | 1 | MA09-EASTLAKES 1 | Main Accommodation 09 (Eastlakes 1) | GR | Ground | MA09-206 | Cell 6 | HYD | Hydraulics | 1 | CRPP-1-MA09-G-HYD-07 | 014654 | Enware water supply management system | 7.0 | Hydraulic Services | 28.0 | Thermostatic Mixing Valves | Enware |  |  | Benton's Plumbing Supplies | 1 |  |  |  |  | N | No | 2023-04-01 | 2022-09-05 | CDC Plumbing & Drainage | Kira Jackson
Enware Water Supply Management System: Thermostatic Mixing Valves | 1-y | #AST1180 |  | CRPP | CRPP | PR1 | 1 | MA09-EASTLAKES 1 | Main Accommodation 09 (Eastlakes 1) | GR | Ground | MA09-207 | Cell 7 | HYD | Hydraulics | 1 | CRPP-1-MA09-G-HYD-08 | 014655 | Enware water supply management system | 7.0 | Hydraulic Services | 28.0 | Thermostatic Mixing Valves | Enware |  |  | Benton's Plumbing Supplies | 1 |  |  |  |  | N | No | 2023-04-01 | 2022-09-05 | CDC Plumbing & Drainage | Kira Jackson
Enware Water Supply Management System: Thermostatic Mixing Valves | 1-y | #AST1181 |  | CRPP | CRPP | PR1 | 1 | MA09-EASTLAKES 1 | Main Accommodation 09 (Eastlakes 1) | GR | Ground | MA09-208 | Cell 8 | HYD | Hydraulics | 1 | CRPP-1-MA09-G-HYD-09 | 014656 | Enware water supply management system | 7.0 | Hydraulic Services | 28.0 | Thermostatic Mixing Valves | Enware |  |  | Benton's Plumbing Supplies | 1 |  |  |  |  | N | No | 2023-04-01 | 2022-09-05 | CDC Plumbing & Drainage | Kira Jackson
Enware Water Supply Management System: Thermostatic Mixing Valves | 1-y | #AST1182 |  | CRPP | CRPP | PR1 | 1 | MA09-EASTLAKES 1 | Main Accommodation 09 (Eastlakes 1) | GR | Ground | MA09-209 | Cell 9 | HYD | Hydraulics | 1 | CRPP-1-MA09-G-HYD-10 | 014657 | Enware water supply management system | 7.0 | Hydraulic Services | 28.0 | Thermostatic Mixing Valves | Enware |  |  | Benton's Plumbing Supplies | 1 |  |  |  |  | N | No | 2023-04-01 | 2022-09-05 | CDC Plumbing & Drainage | Kira Jackson
Enware Water Supply Management System: Thermostatic Mixing Valves | 1-y | #AST1183 |  | CRPP | CRPP | PR1 | 1 | MA09-EASTLAKES 1 | Main Accommodation 09 (Eastlakes 1) | GR | Ground | MA09-210 | Cell 10 | HYD | Hydraulics | 1 | CRPP-1-MA09-G-HYD-11 | 014658 | Enware water supply management system | 7.0 | Hydraulic Services | 28.0 | Thermostatic Mixing Valves | Enware |  |  | Benton's Plumbing Supplies | 1 |  |  |  |  | N | No | 2023-04-01 | 2022-09-05 | CDC Plumbing & Drainage | Kira Jackson
Enware Water Supply Management System: Thermostatic Mixing Valves | 1-y | #AST1184 |  | CRPP | CRPP | PR1 | 1 | MA09-EASTLAKES 1 | Main Accommodation 09 (Eastlakes 1) | GR | Ground | MA09-211 | Cell 11 | HYD | Hydraulics | 1 | CRPP-1-MA09-G-HYD-12 | 014659 | Enware water supply management system | 7.0 | Hydraulic Services | 28.0 | Thermostatic Mixing Valves | Enware |  |  | Benton's Plumbing Supplies | 1 |  |  |  |  | N | No | 2023-04-01 | 2022-09-05 | CDC Plumbing & Drainage | Kira Jackson
Enware Water Supply Management System: Thermostatic Mixing Valves | 1-y | #AST1185 |  | CRPP | CRPP | PR1 | 1 | MA09-EASTLAKES 1 | Main Accommodation 09 (Eastlakes 1) | GR | Ground | MA09-212 | Cell 12 | HYD | Hydraulics | 1 | CRPP-1-MA09-G-HYD-13 | 014660 | Enware water supply management system | 7.0 | Hydraulic Services | 28.0 | Thermostatic Mixing Valves | Enware |  |  | Benton's Plumbing Supplies | 1 |  |  |  |  | N | No | 2023-04-01 | 2022-09-05 | CDC Plumbing & Drainage | Kira Jackson
Enware Water Supply Management System: Thermostatic Mixing Valves | 1-y | #AST1186 |  | CRPP | CRPP | PR1 | 1 | MA09-EASTLAKES 1 | Main Accommodation 09 (Eastlakes 1) | GR | Ground | MA09-213 | Cell 13 | HYD | Hydraulics | 1 | CRPP-1-MA09-G-HYD-14 | 014661 | Enware water supply management system | 7.0 | Hydraulic Services | 28.0 | Thermostatic Mixing Valves | Enware |  |  | Benton's Plumbing Supplies | 1 |  |  |  |  | N | No | 2023-04-01 | 2022-09-05 | CDC Plumbing & Drainage | Kira Jackson
Enware Water Supply Management System: Thermostatic Mixing Valves | 1-y | #AST1187 |  | CRPP | CRPP | PR1 | 1 | MA09-EASTLAKES 1 | Main Accommodation 09 (Eastlakes 1) | GR | Ground | MA09-214 | Cell 14 | HYD | Hydraulics | 1 | CRPP-1-MA09-G-HYD-15 | 014662 | Enware water supply management system | 7.0 | Hydraulic Services | 28.0 | Thermostatic Mixing Valves | Enware |  |  | Benton's Plumbing Supplies | 1 |  |  |  |  | N | No | 2023-04-01 | 2022-09-05 | CDC Plumbing & Drainage | Kira Jackson
Enware Water Supply Management System: Thermostatic Mixing Valves | 1-y | #AST1188 |  | CRPP | CRPP | PR1 | 1 | MA09-EASTLAKES 1 | Main Accommodation 09 (Eastlakes 1) | GR | Ground | MA09-215 | Cell 15 | HYD | Hydraulics | 1 | CRPP-1-MA09-G-HYD-16 | 014663 | Enware water supply management system | 7.0 | Hydraulic Services | 28.0 | Thermostatic Mixing Valves | Enware |  |  | Benton's Plumbing Supplies | 1 |  |  |  |  | N | No | 2023-04-01 | 2022-09-05 | CDC Plumbing & Drainage | Kira Jackson
Enware Water Supply Management System: Thermostatic Mixing Valves | 1-y | #AST1189 |  | CRPP | CRPP | PR1 | 1 | MA09-EASTLAKES 1 | Main Accommodation 09 (Eastlakes 1) | GR | Ground | MA09-216 | Cell 16 | HYD | Hydraulics | 1 | CRPP-1-MA09-G-HYD-17 | 014664 | Enware water supply management system | 7.0 | Hydraulic Services | 28.0 | Thermostatic Mixing Valves | Enware |  |  | Benton's Plumbing Supplies | 1 |  |  |  |  | N | No | 2023-04-01 | 2022-09-05 | CDC Plumbing & Drainage | Kira Jackson
Enware Water Supply Management System: Thermostatic Mixing Valves | 1-y | #AST1190 |  | CRPP | CRPP | PR1 | 1 | MA09-EASTLAKES 1 | Main Accommodation 09 (Eastlakes 1) | GR | Ground | MA09-217 | Double Cell 17 | HYD | Hydraulics | 1 | CRPP-1-MA09-G-HYD-18 | 014665 | Enware water supply management system | 7.0 | Hydraulic Services | 28.0 | Thermostatic Mixing Valves | Enware |  |  | Benton's Plumbing Supplies | 1 |  |  |  |  | N | No | 2023-04-01 | 2022-09-05 | CDC Plumbing & Drainage | Kira Jackson
Enware Water Supply Management System: Thermostatic Mixing Valves | 1-y | #AST1191 |  | CRPP | CRPP | PR1 | 1 | MA09-EASTLAKES 1 | Main Accommodation 09 (Eastlakes 1) | GR | Ground | MA09-218 | Cell 18 (Acc) | HYD | Hydraulics | 1 | CRPP-1-MA09-G-HYD-19 | 014666 | Enware water supply management system | 7.0 | Hydraulic Services | 28.0 | Thermostatic Mixing Valves | Enware |  |  | Benton's Plumbing Supplies | 1 |  |  |  |  | N | No | 2023-04-01 | 2022-09-05 | CDC Plumbing & Drainage | Kira Jackson
Enware Water Supply Management System: Thermostatic Mixing Valves | 1-y | #AST1192 |  | CRPP | CRPP | PR1 | 1 | MA09-EASTLAKES 1 | Main Accommodation 09 (Eastlakes 1) | L1 | Level 01 | MA09-219 | Cell 19 | HYD | Hydraulics | 1 | CRPP-1-MA09-L1-HYD-05 | 014721 | Enware water supply management system | 7.0 | Hydraulic Services | 28.0 | Thermostatic Mixing Valves | Enware |  |  | Benton's Plumbing Supplies | 1 |  |  |  |  | N | No | 2023-04-01 | 2022-09-05 | CDC Plumbing & Drainage | Kira Jackson
Enware Water Supply Management System: Thermostatic Mixing Valves | 1-y | #AST1193 |  | CRPP | CRPP | PR1 | 1 | MA09-EASTLAKES 1 | Main Accommodation 09 (Eastlakes 1) | L1 | Level 01 | MA09-220 | Cell 20 | HYD | Hydraulics | 1 | CRPP-1-MA09-L1-HYD-06 | 014722 | Enware water supply management system | 7.0 | Hydraulic Services | 28.0 | Thermostatic Mixing Valves | Enware |  |  | Benton's Plumbing Supplies | 1 |  |  |  |  | N | No | 2023-04-01 | 2022-09-05 | CDC Plumbing & Drainage | Kira Jackson
Enware Water Supply Management System: Thermostatic Mixing Valves | 1-y | #AST1194 |  | CRPP | CRPP | PR1 | 1 | MA09-EASTLAKES 1 | Main Accommodation 09 (Eastlakes 1) | L1 | Level 01 | MA09-221 | Cell 21 | HYD | Hydraulics | 1 | CRPP-1-MA09-L1-HYD-07 | 014723 | Enware water supply management system | 7.0 | Hydraulic Services | 28.0 | Thermostatic Mixing Valves | Enware |  |  | Benton's Plumbing Supplies | 1 |  |  |  |  | N | No | 2023-04-01 | 2022-09-05 | CDC Plumbing & Drainage | Kira Jackson
Enware Water Supply Management System: Thermostatic Mixing Valves | 1-y | #AST1195 |  | CRPP | CRPP | PR1 | 1 | MA09-EASTLAKES 1 | Main Accommodation 09 (Eastlakes 1) | L1 | Level 01 | MA09-222 | Cell 22 | HYD | Hydraulics | 1 | CRPP-1-MA09-L1-HYD-08 | 014724 | Enware water supply management system | 7.0 | Hydraulic Services | 28.0 | Thermostatic Mixing Valves | Enware |  |  | Benton's Plumbing Supplies | 1 |  |  |  |  | N | No | 2023-04-01 | 2022-09-05 | CDC Plumbing & Drainage | Kira Jackson
Enware Water Supply Management System: Thermostatic Mixing Valves | 1-y | #AST1196 |  | CRPP | CRPP | PR1 | 1 | MA09-EASTLAKES 1 | Main Accommodation 09 (Eastlakes 1) | L1 | Level 01 | MA09-223 | Cell 23 | HYD | Hydraulics | 1 | CRPP-1-MA09-L1-HYD-09 | 014725 | Enware water supply management system | 7.0 | Hydraulic Services | 28.0 | Thermostatic Mixing Valves | Enware |  |  | Benton's Plumbing Supplies | 1 |  |  |  |  | N | No | 2023-04-01 | 2022-09-05 | CDC Plumbing & Drainage | Kira Jackson
Enware Water Supply Management System: Thermostatic Mixing Valves | 1-y | #AST1197 |  | CRPP | CRPP | PR1 | 1 | MA09-EASTLAKES 1 | Main Accommodation 09 (Eastlakes 1) | L1 | Level 01 | MA09-224 | Cell 24 | HYD | Hydraulics | 1 | CRPP-1-MA09-L1-HYD-10 | 014726 | Enware water supply management system | 7.0 | Hydraulic Services | 28.0 | Thermostatic Mixing Valves | Enware |  |  | Benton's Plumbing Supplies | 1 |  |  |  |  | N | No | 2023-04-01 | 2022-09-05 | CDC Plumbing & Drainage | Kira Jackson
Enware Water Supply Management System: Thermostatic Mixing Valves | 1-y | #AST1198 |  | CRPP | CRPP | PR1 | 1 | MA09-EASTLAKES 1 | Main Accommodation 09 (Eastlakes 1) | L1 | Level 01 | MA09-225 | Cell 25 | HYD | Hydraulics | 1 | CRPP-1-MA09-L1-HYD-11 | 014727 | Enware water supply management system | 7.0 | Hydraulic Services | 28.0 | Thermostatic Mixing Valves | Enware |  |  | Benton's Plumbing Supplies | 1 |  |  |  |  | N | No | 2023-04-01 | 2022-09-05 | CDC Plumbing & Drainage | Kira Jackson
Enware Water Supply Management System: Thermostatic Mixing Valves | 1-y | #AST1199 |  | CRPP | CRPP | PR1 | 1 | MA09-EASTLAKES 1 | Main Accommodation 09 (Eastlakes 1) | L1 | Level 01 | MA09-226 | Cell 26 | HYD | Hydraulics | 1 | CRPP-1-MA09-L1-HYD-12 | 014728 | Enware water supply management system | 7.0 | Hydraulic Services | 28.0 | Thermostatic Mixing Valves | Enware |  |  | Benton's Plumbing Supplies | 1 |  |  |  |  | N | No | 2023-04-01 | 2022-09-05 | CDC Plumbing & Drainage | Kira Jackson
Enware Water Supply Management System: Thermostatic Mixing Valves | 1-y | #AST1200 |  | CRPP | CRPP | PR1 | 1 | MA09-EASTLAKES 1 | Main Accommodation 09 (Eastlakes 1) | L1 | Level 01 | MA09-227 | Cell 27 | HYD | Hydraulics | 1 | CRPP-1-MA09-L1-HYD-13 | 014729 | Enware water supply management system | 7.0 | Hydraulic Services | 28.0 | Thermostatic Mixing Valves | Enware |  |  | Benton's Plumbing Supplies | 1 |  |  |  |  | N | No | 2023-04-01 | 2022-09-05 | CDC Plumbing & Drainage | Kira Jackson
Enware Water Supply Management System: Thermostatic Mixing Valves | 1-y | #AST1201 |  | CRPP | CRPP | PR1 | 1 | MA09-EASTLAKES 1 | Main Accommodation 09 (Eastlakes 1) | L1 | Level 01 | MA09-228 | Cell 28 | HYD | Hydraulics | 1 | CRPP-1-MA09-L1-HYD-14 | 014730 | Enware water supply management system | 7.0 | Hydraulic Services | 28.0 | Thermostatic Mixing Valves | Enware |  |  | Benton's Plumbing Supplies | 1 |  |  |  |  | N | No | 2023-04-01 | 2022-09-05 | CDC Plumbing & Drainage | Kira Jackson
Enware Water Supply Management System: Thermostatic Mixing Valves | 1-y | #AST1202 |  | CRPP | CRPP | PR1 | 1 | MA09-EASTLAKES 1 | Main Accommodation 09 (Eastlakes 1) | L1 | Level 01 | MA09-229 | Cell 29 | HYD | Hydraulics | 1 | CRPP-1-MA09-L1-HYD-15 | 014731 | Enware water supply management system | 7.0 | Hydraulic Services | 28.0 | Thermostatic Mixing Valves | Enware |  |  | Benton's Plumbing Supplies | 1 |  |  |  |  | N | No | 2023-04-01 | 2022-09-05 | CDC Plumbing & Drainage | Kira Jackson
Enware Water Supply Management System: Thermostatic Mixing Valves | 1-y | #AST1203 |  | CRPP | CRPP | PR1 | 1 | MA09-EASTLAKES 1 | Main Accommodation 09 (Eastlakes 1) | L1 | Level 01 | MA09-230 | Cell 30 | HYD | Hydraulics | 1 | CRPP-1-MA09-L1-HYD-16 | 014732 | Enware water supply management system | 7.0 | Hydraulic Services | 28.0 | Thermostatic Mixing Valves | Enware |  |  | Benton's Plumbing Supplies | 1 |  |  |  |  | N | No | 2023-04-01 | 2022-09-05 | CDC Plumbing & Drainage | Kira Jackson
Enware Water Supply Management System: Thermostatic Mixing Valves | 1-y | #AST1204 |  | CRPP | CRPP | PR1 | 1 | MA09-EASTLAKES 1 | Main Accommodation 09 (Eastlakes 1) | L1 | Level 01 | MA09-231 | Cell 31 | HYD | Hydraulics | 1 | CRPP-1-MA09-L1-HYD-17 | 014733 | Enware water supply management system | 7.0 | Hydraulic Services | 28.0 | Thermostatic Mixing Valves | Enware |  |  | Benton's Plumbing Supplies | 1 |  |  |  |  | N | No | 2023-04-01 | 2022-09-05 | CDC Plumbing & Drainage | Kira Jackson
Enware Water Supply Management System: Thermostatic Mixing Valves | 1-y | #AST1205 |  | CRPP | CRPP | PR1 | 1 | MA09-EASTLAKES 1 | Main Accommodation 09 (Eastlakes 1) | L1 | Level 01 | MA09-232 | Cell 32 | HYD | Hydraulics | 1 | CRPP-1-MA09-L1-HYD-18 | 014734 | Enware water supply management system | 7.0 | Hydraulic Services | 28.0 | Thermostatic Mixing Valves | Enware |  |  | Benton's Plumbing Supplies | 1 |  |  |  |  | N | No | 2023-04-01 | 2022-09-05 | CDC Plumbing & Drainage | Kira Jackson
Enware Water Supply Management System: Thermostatic Mixing Valves | 1-y | #AST1206 |  | CRPP | CRPP | PR1 | 1 | MA09-EASTLAKES 1 | Main Accommodation 09 (Eastlakes 1) | L1 | Level 01 | MA09-233 | Cell 33 | HYD | Hydraulics | 1 | CRPP-1-MA09-L1-HYD-19 | 014735 | Enware water supply management system | 7.0 | Hydraulic Services | 28.0 | Thermostatic Mixing Valves | Enware |  |  | Benton's Plumbing Supplies | 1 |  |  |  |  | N | No | 2023-04-01 | 2022-09-05 | CDC Plumbing & Drainage | Kira Jackson
Enware Water Supply Management System: Thermostatic Mixing Valves | 1-y | #AST1207 |  | CRPP | CRPP | PR1 | 1 | MA09-EASTLAKES 1 | Main Accommodation 09 (Eastlakes 1) | L1 | Level 01 | MA09-234 | Cell 34 | HYD | Hydraulics | 1 | CRPP-1-MA09-L1-HYD-20 | 014736 | Enware water supply management system | 7.0 | Hydraulic Services | 28.0 | Thermostatic Mixing Valves | Enware |  |  | Benton's Plumbing Supplies | 1 |  |  |  |  | N | No | 2023-04-01 | 2022-09-05 | CDC Plumbing & Drainage | Kira Jackson
Enware Water Supply Management System: Thermostatic Mixing Valves | 1-y | #AST1208 |  | CRPP | CRPP | PR1 | 1 | MA09-EASTLAKES 1 | Main Accommodation 09 (Eastlakes 1) | L1 | Level 01 | MA09-235 | Double Cell 35 | HYD | Hydraulics | 1 | CRPP-1-MA09-L1-HYD-21 | 014737 | Enware water supply management system | 7.0 | Hydraulic Services | 28.0 | Thermostatic Mixing Valves | Enware |  |  | Benton's Plumbing Supplies | 1 |  |  |  |  | N | No | 2023-04-01 | 2022-09-05 | CDC Plumbing & Drainage | Kira Jackson
Enware Water Supply Management System: Thermostatic Mixing Valves | 1-y | #AST1209 |  | CRPP | CRPP | PR1 | 1 | MA09-EASTLAKES 1 | Main Accommodation 09 (Eastlakes 1) | L1 | Level 01 | MA09-236 | Double Cell 36 | HYD | Hydraulics | 1 | CRPP-1-MA09-L1-HYD-22 | 014738 | Enware water supply management system | 7.0 | Hydraulic Services | 28.0 | Thermostatic Mixing Valves | Enware |  |  | Benton's Plumbing Supplies | 1 |  |  |  |  | N | No | 2023-04-01 | 2022-09-05 | CDC Plumbing & Drainage | Kira Jackson
Enware Water Supply Management System: Thermostatic Mixing Valves | 1-y | #AST1210 |  | CRPP | CRPP | PR1 | 1 | MA09-EASTLAKES 1 | Main Accommodation 09 (Eastlakes 1) | GR | Ground | MA09-237 | Cell 37 (Acc) | HYD | Hydraulics | 1 | CRPP-1-MA09-G-HYD-20 | 014672 | Enware water supply management system | 7.0 | Hydraulic Services | 28.0 | Thermostatic Mixing Valves | Enware |  |  | Benton's Plumbing Supplies | 1 |  |  |  |  | N | No | 2023-04-01 | 2022-09-05 | CDC Plumbing & Drainage | Kira Jackson
Enware Water Supply Management System: Thermostatic Mixing Valves | 1-y | #AST1211 |  | CRPP | CRPP | PR1 | 1 | MA09-EASTLAKES 1 | Main Accommodation 09 (Eastlakes 1) | GR | Ground | MA09-238 | Double Cell 38 | HYD | Hydraulics | 1 | CRPP-1-MA09-G-HYD-21 | 014673 | Enware water supply management system | 7.0 | Hydraulic Services | 28.0 | Thermostatic Mixing Valves | Enware |  |  | Benton's Plumbing Supplies | 1 |  |  |  |  | N | No | 2023-04-01 | 2022-09-05 | CDC Plumbing & Drainage | Kira Jackson
Enware Water Supply Management System: Thermostatic Mixing Valves | 1-y | #AST1212 |  | CRPP | CRPP | PR1 | 1 | MA09-EASTLAKES 1 | Main Accommodation 09 (Eastlakes 1) | GR | Ground | MA09-239 | Cell 39 | HYD | Hydraulics | 1 | CRPP-1-MA09-G-HYD-22 | 014674 | Enware water supply management system | 7.0 | Hydraulic Services | 28.0 | Thermostatic Mixing Valves | Enware |  |  | Benton's Plumbing Supplies | 1 |  |  |  |  | N | No | 2023-04-01 | 2022-09-05 | CDC Plumbing & Drainage | Kira Jackson
Enware Water Supply Management System: Thermostatic Mixing Valves | 1-y | #AST1213 |  | CRPP | CRPP | PR1 | 1 | MA09-EASTLAKES 1 | Main Accommodation 09 (Eastlakes 1) | GR | Ground | MA09-240 | Cell 40 | HYD | Hydraulics | 1 | CRPP-1-MA09-G-HYD-23 | 014675 | Enware water supply management system | 7.0 | Hydraulic Services | 28.0 | Thermostatic Mixing Valves | Enware |  |  | Benton's Plumbing Supplies | 1 |  |  |  |  | N | No | 2023-04-01 | 2022-09-05 | CDC Plumbing & Drainage | Kira Jackson
Enware Water Supply Management System: Thermostatic Mixing Valves | 1-y | #AST1214 |  | CRPP | CRPP | PR1 | 1 | MA09-EASTLAKES 1 | Main Accommodation 09 (Eastlakes 1) | GR | Ground | MA09-241 | Cell 41 | HYD | Hydraulics | 1 | CRPP-1-MA09-G-HYD-24 | 014676 | Enware water supply management system | 7.0 | Hydraulic Services | 28.0 | Thermostatic Mixing Valves | Enware |  |  | Benton's Plumbing Supplies | 1 |  |  |  |  | N | No | 2023-04-01 | 2022-09-05 | CDC Plumbing & Drainage | Kira Jackson
Enware Water Supply Management System: Thermostatic Mixing Valves | 1-y | #AST1215 |  | CRPP | CRPP | PR1 | 1 | MA09-EASTLAKES 1 | Main Accommodation 09 (Eastlakes 1) | GR | Ground | MA09-242 | Cell 42 | HYD | Hydraulics | 1 | CRPP-1-MA09-G-HYD-25 | 014677 | Enware water supply management system | 7.0 | Hydraulic Services | 28.0 | Thermostatic Mixing Valves | Enware |  |  | Benton's Plumbing Supplies | 1 |  |  |  |  | N | No | 2023-04-01 | 2022-09-05 | CDC Plumbing & Drainage | Kira Jackson
Enware Water Supply Management System: Thermostatic Mixing Valves | 1-y | #AST1216 |  | CRPP | CRPP | PR1 | 1 | MA09-EASTLAKES 1 | Main Accommodation 09 (Eastlakes 1) | GR | Ground | MA09-243 | Cell 43 | HYD | Hydraulics | 1 | CRPP-1-MA09-G-HYD-26 | 014678 | Enware water supply management system | 7.0 | Hydraulic Services | 28.0 | Thermostatic Mixing Valves | Enware |  |  | Benton's Plumbing Supplies | 1 |  |  |  |  | N | No | 2023-04-01 | 2022-09-05 | CDC Plumbing & Drainage | Kira Jackson
Enware Water Supply Management System: Thermostatic Mixing Valves | 1-y | #AST1217 |  | CRPP | CRPP | PR1 | 1 | MA09-EASTLAKES 1 | Main Accommodation 09 (Eastlakes 1) | GR | Ground | MA09-244 | Cell 44 | HYD | Hydraulics | 1 | CRPP-1-MA09-G-HYD-27 | 014679 | Enware water supply management system | 7.0 | Hydraulic Services | 28.0 | Thermostatic Mixing Valves | Enware |  |  | Benton's Plumbing Supplies | 1 |  |  |  |  | N | No | 2023-04-01 | 2022-09-05 | CDC Plumbing & Drainage | Kira Jackson
Enware Water Supply Management System: Thermostatic Mixing Valves | 1-y | #AST1218 |  | CRPP | CRPP | PR1 | 1 | MA09-EASTLAKES 1 | Main Accommodation 09 (Eastlakes 1) | GR | Ground | MA09-245 | Cell 45 | HYD | Hydraulics | 1 | CRPP-1-MA09-G-HYD-28 | 014680 | Enware water supply management system | 7.0 | Hydraulic Services | 28.0 | Thermostatic Mixing Valves | Enware |  |  | Benton's Plumbing Supplies | 1 |  |  |  |  | N | No | 2023-04-01 | 2022-09-05 | CDC Plumbing & Drainage | Kira Jackson
Enware Water Supply Management System: Thermostatic Mixing Valves | 1-y | #AST1219 |  | CRPP | CRPP | PR1 | 1 | MA09-EASTLAKES 1 | Main Accommodation 09 (Eastlakes 1) | GR | Ground | MA09-246 | Cell 46 | HYD | Hydraulics | 1 | CRPP-1-MA09-G-HYD-29 | 014681 | Enware water supply management system | 7.0 | Hydraulic Services | 28.0 | Thermostatic Mixing Valves | Enware |  |  | Benton's Plumbing Supplies | 1 |  |  |  |  | N | No | 2023-04-01 | 2022-09-05 | CDC Plumbing & Drainage | Kira Jackson
Enware Water Supply Management System: Thermostatic Mixing Valves | 1-y | #AST1220 |  | CRPP | CRPP | PR1 | 1 | MA09-EASTLAKES 1 | Main Accommodation 09 (Eastlakes 1) | GR | Ground | MA09-247 | Cell 47 | HYD | Hydraulics | 1 | CRPP-1-MA09-G-HYD-30 | 014682 | Enware water supply management system | 7.0 | Hydraulic Services | 28.0 | Thermostatic Mixing Valves | Enware |  |  | Benton's Plumbing Supplies | 1 |  |  |  |  | N | No | 2023-04-01 | 2022-09-05 | CDC Plumbing & Drainage | Kira Jackson
Enware Water Supply Management System: Thermostatic Mixing Valves | 1-y | #AST1221 |  | CRPP | CRPP | PR1 | 1 | MA09-EASTLAKES 1 | Main Accommodation 09 (Eastlakes 1) | GR | Ground | MA09-248 | Cell 48 | HYD | Hydraulics | 1 | CRPP-1-MA09-G-HYD-31 | 014683 | Enware water supply management system | 7.0 | Hydraulic Services | 28.0 | Thermostatic Mixing Valves | Enware |  |  | Benton's Plumbing Supplies | 1 |  |  |  |  | N | No | 2023-04-01 | 2022-09-05 | CDC Plumbing & Drainage | Kira Jackson
Enware Water Supply Management System: Thermostatic Mixing Valves | 1-y | #AST1222 |  | CRPP | CRPP | PR1 | 1 | MA09-EASTLAKES 1 | Main Accommodation 09 (Eastlakes 1) | GR | Ground | MA09-249 | Cell 49 | HYD | Hydraulics | 1 | CRPP-1-MA09-G-HYD-32 | 014684 | Enware water supply management system | 7.0 | Hydraulic Services | 28.0 | Thermostatic Mixing Valves | Enware |  |  | Benton's Plumbing Supplies | 1 |  |  |  |  | N | No | 2023-04-01 | 2022-09-05 | CDC Plumbing & Drainage | Kira Jackson
Enware Water Supply Management System: Thermostatic Mixing Valves | 1-y | #AST1223 |  | CRPP | CRPP | PR1 | 1 | MA09-EASTLAKES 1 | Main Accommodation 09 (Eastlakes 1) | GR | Ground | MA09-250 | Cell 50 | HYD | Hydraulics | 1 | CRPP-1-MA09-G-HYD-33 | 014685 | Enware water supply management system | 7.0 | Hydraulic Services | 28.0 | Thermostatic Mixing Valves | Enware |  |  | Benton's Plumbing Supplies | 1 |  |  |  |  | N | No | 2023-04-01 | 2022-09-05 | CDC Plumbing & Drainage | Kira Jackson
Enware Water Supply Management System: Thermostatic Mixing Valves | 1-y | #AST1224 |  | CRPP | CRPP | PR1 | 1 | MA09-EASTLAKES 1 | Main Accommodation 09 (Eastlakes 1) | GR | Ground | MA09-251 | Cell 51 | HYD | Hydraulics | 1 | CRPP-1-MA09-G-HYD-34 | 014686 | Enware water supply management system | 7.0 | Hydraulic Services | 28.0 | Thermostatic Mixing Valves | Enware |  |  | Benton's Plumbing Supplies | 1 |  |  |  |  | N | No | 2023-04-01 | 2022-09-05 | CDC Plumbing & Drainage | Kira Jackson
Enware Water Supply Management System: Thermostatic Mixing Valves | 1-y | #AST1225 |  | CRPP | CRPP | PR1 | 1 | MA09-EASTLAKES 1 | Main Accommodation 09 (Eastlakes 1) | GR | Ground | MA09-252 | Cell 52 | HYD | Hydraulics | 1 | CRPP-1-MA09-G-HYD-35 | 014687 | Enware water supply management system | 7.0 | Hydraulic Services | 28.0 | Thermostatic Mixing Valves | Enware |  |  | Benton's Plumbing Supplies | 1 |  |  |  |  | N | No | 2023-04-01 | 2022-09-05 | CDC Plumbing & Drainage | Kira Jackson
Enware Water Supply Management System: Thermostatic Mixing Valves | 1-y | #AST1226 |  | CRPP | CRPP | PR1 | 1 | MA09-EASTLAKES 1 | Main Accommodation 09 (Eastlakes 1) | GR | Ground | MA09-253 | Cell 53 | HYD | Hydraulics | 1 | CRPP-1-MA09-G-HYD-36 | 014688 | Enware water supply management system | 7.0 | Hydraulic Services | 28.0 | Thermostatic Mixing Valves | Enware |  |  | Benton's Plumbing Supplies | 1 |  |  |  |  | N | No | 2023-04-01 | 2022-09-05 | CDC Plumbing & Drainage | Kira Jackson
Enware Water Supply Management System: Thermostatic Mixing Valves | 1-y | #AST1227 |  | CRPP | CRPP | PR1 | 1 | MA09-EASTLAKES 1 | Main Accommodation 09 (Eastlakes 1) | GR | Ground | MA09-254 | Cell 54 | HYD | Hydraulics | 1 | CRPP-1-MA09-G-HYD-37 | 014689 | Enware water supply management system | 7.0 | Hydraulic Services | 28.0 | Thermostatic Mixing Valves | Enware |  |  | Benton's Plumbing Supplies | 1 |  |  |  |  | N | No | 2023-04-01 | 2022-09-05 | CDC Plumbing & Drainage | Kira Jackson
Enware Water Supply Management System: Thermostatic Mixing Valves | 1-y | #AST1228 |  | CRPP | CRPP | PR1 | 1 | MA09-EASTLAKES 1 | Main Accommodation 09 (Eastlakes 1) | L1 | Level 01 | MA09-255 | Double Cell 55 | HYD | Hydraulics | 1 | CRPP-1-MA09-L1-HYD-23 | 014692 | Enware water supply management system | 7.0 | Hydraulic Services | 28.0 | Thermostatic Mixing Valves | Enware |  |  | Benton's Plumbing Supplies | 1 |  |  |  |  | N | No | 2023-04-01 | 2022-09-05 | CDC Plumbing & Drainage | Kira Jackson
Enware Water Supply Management System: Thermostatic Mixing Valves | 1-y | #AST1229 |  | CRPP | CRPP | PR1 | 1 | MA09-EASTLAKES 1 | Main Accommodation 09 (Eastlakes 1) | L1 | Level 01 | MA09-256 | Double Cell 56 | HYD | Hydraulics | 1 | CRPP-1-MA09-L1-HYD-24 | 014693 | Enware water supply management system | 7.0 | Hydraulic Services | 28.0 | Thermostatic Mixing Valves | Enware |  |  | Benton's Plumbing Supplies | 1 |  |  |  |  | N | No | 2023-04-01 | 2022-09-05 | CDC Plumbing & Drainage | Kira Jackson
Enware Water Supply Management System: Thermostatic Mixing Valves | 1-y | #AST1230 |  | CRPP | CRPP | PR1 | 1 | MA09-EASTLAKES 1 | Main Accommodation 09 (Eastlakes 1) | L1 | Level 01 | MA09-257 | Cell 57 | HYD | Hydraulics | 1 | CRPP-1-MA09-L1-HYD-25 | 014694 | Enware water supply management system | 7.0 | Hydraulic Services | 28.0 | Thermostatic Mixing Valves | Enware |  |  | Benton's Plumbing Supplies | 1 |  |  |  |  | N | No | 2023-04-01 | 2022-09-05 | CDC Plumbing & Drainage | Kira Jackson
Enware Water Supply Management System: Thermostatic Mixing Valves | 1-y | #AST1231 |  | CRPP | CRPP | PR1 | 1 | MA09-EASTLAKES 1 | Main Accommodation 09 (Eastlakes 1) | L1 | Level 01 | MA09-258 | Cell 58 | HYD | Hydraulics | 1 | CRPP-1-MA09-L1-HYD-26 | 014695 | Enware water supply management system | 7.0 | Hydraulic Services | 28.0 | Thermostatic Mixing Valves | Enware |  |  | Benton's Plumbing Supplies | 1 |  |  |  |  | N | No | 2023-04-01 | 2022-09-05 | CDC Plumbing & Drainage | Kira Jackson
Enware Water Supply Management System: Thermostatic Mixing Valves | 1-y | #AST1232 |  | CRPP | CRPP | PR1 | 1 | MA09-EASTLAKES 1 | Main Accommodation 09 (Eastlakes 1) | L1 | Level 01 | MA09-259 | Cell 59 | HYD | Hydraulics | 1 | CRPP-1-MA09-L1-HYD-27 | 014696 | Enware water supply management system | 7.0 | Hydraulic Services | 28.0 | Thermostatic Mixing Valves | Enware |  |  | Benton's Plumbing Supplies | 1 |  |  |  |  | N | No | 2023-04-01 | 2022-09-05 | CDC Plumbing & Drainage | Kira Jackson
Enware Water Supply Management System: Thermostatic Mixing Valves | 1-y | #AST1233 |  | CRPP | CRPP | PR1 | 1 | MA09-EASTLAKES 1 | Main Accommodation 09 (Eastlakes 1) | L1 | Level 01 | MA09-260 | Cell 60 | HYD | Hydraulics | 1 | CRPP-1-MA09-L1-HYD-28 | 014697 | Enware water supply management system | 7.0 | Hydraulic Services | 28.0 | Thermostatic Mixing Valves | Enware |  |  | Benton's Plumbing Supplies | 1 |  |  |  |  | N | No | 2023-04-01 | 2022-09-05 | CDC Plumbing & Drainage | Kira Jackson
Enware Water Supply Management System: Thermostatic Mixing Valves | 1-y | #AST1234 |  | CRPP | CRPP | PR1 | 1 | MA09-EASTLAKES 1 | Main Accommodation 09 (Eastlakes 1) | L1 | Level 01 | MA09-261 | Cell 61 | HYD | Hydraulics | 1 | CRPP-1-MA09-L1-HYD-29 | 014698 | Enware water supply management system | 7.0 | Hydraulic Services | 28.0 | Thermostatic Mixing Valves | Enware |  |  | Benton's Plumbing Supplies | 1 |  |  |  |  | N | No | 2023-04-01 | 2022-09-05 | CDC Plumbing & Drainage | Kira Jackson
Enware Water Supply Management System: Thermostatic Mixing Valves | 1-y | #AST1235 |  | CRPP | CRPP | PR1 | 1 | MA09-EASTLAKES 1 | Main Accommodation 09 (Eastlakes 1) | L1 | Level 01 | MA09-262 | Cell 62 | HYD | Hydraulics | 1 | CRPP-1-MA09-L1-HYD-30 | 014699 | Enware water supply management system | 7.0 | Hydraulic Services | 28.0 | Thermostatic Mixing Valves | Enware |  |  | Benton's Plumbing Supplies | 1 |  |  |  |  | N | No | 2023-04-01 | 2022-09-05 | CDC Plumbing & Drainage | Kira Jackson
Enware Water Supply Management System: Thermostatic Mixing Valves | 1-y | #AST1236 |  | CRPP | CRPP | PR1 | 1 | MA09-EASTLAKES 1 | Main Accommodation 09 (Eastlakes 1) | L1 | Level 01 | MA09-263 | Cell 63 | HYD | Hydraulics | 1 | CRPP-1-MA09-L1-HYD-31 | 014700 | Enware water supply management system | 7.0 | Hydraulic Services | 28.0 | Thermostatic Mixing Valves | Enware |  |  | Benton's Plumbing Supplies | 1 |  |  |  |  | N | No | 2023-04-01 | 2022-09-05 | CDC Plumbing & Drainage | Kira Jackson
Enware Water Supply Management System: Thermostatic Mixing Valves | 1-y | #AST1237 |  | CRPP | CRPP | PR1 | 1 | MA09-EASTLAKES 1 | Main Accommodation 09 (Eastlakes 1) | L1 | Level 01 | MA09-264 | Cell 64 | HYD | Hydraulics | 1 | CRPP-1-MA09-L1-HYD-32 | 014701 | Enware water supply management system | 7.0 | Hydraulic Services | 28.0 | Thermostatic Mixing Valves | Enware |  |  | Benton's Plumbing Supplies | 1 |  |  |  |  | N | No | 2023-04-01 | 2022-09-05 | CDC Plumbing & Drainage | Kira Jackson
Enware Water Supply Management System: Thermostatic Mixing Valves | 1-y | #AST1238 |  | CRPP | CRPP | PR1 | 1 | MA09-EASTLAKES 1 | Main Accommodation 09 (Eastlakes 1) | L1 | Level 01 | MA09-265 | Cell 65 | HYD | Hydraulics | 1 | CRPP-1-MA09-L1-HYD-33 | 014702 | Enware water supply management system | 7.0 | Hydraulic Services | 28.0 | Thermostatic Mixing Valves | Enware |  |  | Benton's Plumbing Supplies | 1 |  |  |  |  | N | No | 2023-04-01 | 2022-09-05 | CDC Plumbing & Drainage | Kira Jackson
Enware Water Supply Management System: Thermostatic Mixing Valves | 1-y | #AST1239 |  | CRPP | CRPP | PR1 | 1 | MA09-EASTLAKES 1 | Main Accommodation 09 (Eastlakes 1) | L1 | Level 01 | MA09-266 | Cell 66 | HYD | Hydraulics | 1 | CRPP-1-MA09-L1-HYD-34 | 014703 | Enware water supply management system | 7.0 | Hydraulic Services | 28.0 | Thermostatic Mixing Valves | Enware |  |  | Benton's Plumbing Supplies | 1 |  |  |  |  | N | No | 2023-04-01 | 2022-09-05 | CDC Plumbing & Drainage | Kira Jackson
Enware Water Supply Management System: Thermostatic Mixing Valves | 1-y | #AST1240 |  | CRPP | CRPP | PR1 | 1 | MA09-EASTLAKES 1 | Main Accommodation 09 (Eastlakes 1) | L1 | Level 01 | MA09-267 | Cell 67 | HYD | Hydraulics | 1 | CRPP-1-MA09-L1-HYD-35 | 014704 | Enware water supply management system | 7.0 | Hydraulic Services | 28.0 | Thermostatic Mixing Valves | Enware |  |  | Benton's Plumbing Supplies | 1 |  |  |  |  | N | No | 2023-04-01 | 2022-09-05 | CDC Plumbing & Drainage | Kira Jackson
Enware Water Supply Management System: Thermostatic Mixing Valves | 1-y | #AST1241 |  | CRPP | CRPP | PR1 | 1 | MA09-EASTLAKES 1 | Main Accommodation 09 (Eastlakes 1) | L1 | Level 01 | MA09-268 | Cell 68 | HYD | Hydraulics | 1 | CRPP-1-MA09-L1-HYD-36 | 014705 | Enware water supply management system | 7.0 | Hydraulic Services | 28.0 | Thermostatic Mixing Valves | Enware |  |  | Benton's Plumbing Supplies | 1 |  |  |  |  | N | No | 2023-04-01 | 2022-09-05 | CDC Plumbing & Drainage | Kira Jackson
Enware Water Supply Management System: Thermostatic Mixing Valves | 1-y | #AST1242 |  | CRPP | CRPP | PR1 | 1 | MA09-EASTLAKES 1 | Main Accommodation 09 (Eastlakes 1) | L1 | Level 01 | MA09-269 | Cell 69 | HYD | Hydraulics | 1 | CRPP-1-MA09-L1-HYD-37 | 014706 | Enware water supply management system | 7.0 | Hydraulic Services | 28.0 | Thermostatic Mixing Valves | Enware |  |  | Benton's Plumbing Supplies | 1 |  |  |  |  | N | No | 2023-04-01 | 2022-09-05 | CDC Plumbing & Drainage | Kira Jackson
Enware Water Supply Management System: Thermostatic Mixing Valves | 1-y | #AST1243 |  | CRPP | CRPP | PR1 | 1 | MA09-EASTLAKES 1 | Main Accommodation 09 (Eastlakes 1) | L1 | Level 01 | MA09-270 | Cell 70 | HYD | Hydraulics | 1 | CRPP-1-MA09-L1-HYD-38 | 014707 | Enware water supply management system | 7.0 | Hydraulic Services | 28.0 | Thermostatic Mixing Valves | Enware |  |  | Benton's Plumbing Supplies | 1 |  |  |  |  | N | No | 2023-04-01 | 2022-09-05 | CDC Plumbing & Drainage | Kira Jackson
Enware Water Supply Management System: Thermostatic Mixing Valves | 1-y | #AST1244 |  | CRPP | CRPP | PR1 | 1 | MA09-EASTLAKES 1 | Main Accommodation 09 (Eastlakes 1) | L1 | Level 01 | MA09-271 | Cell 71 | HYD | Hydraulics | 1 | CRPP-1-MA09-L1-HYD-39 | 014708 | Enware water supply management system | 7.0 | Hydraulic Services | 28.0 | Thermostatic Mixing Valves | Enware |  |  | Benton's Plumbing Supplies | 1 |  |  |  |  | N | No | 2023-04-01 | 2022-09-05 | CDC Plumbing & Drainage | Kira Jackson
Enware Water Supply Management System: Thermostatic Mixing Valves | 1-y | #AST1245 |  | CRPP | CRPP | PR1 | 1 | MA09-EASTLAKES 1 | Main Accommodation 09 (Eastlakes 1) | L1 | Level 01 | MA09-272 | Cell 72 | HYD | Hydraulics | 1 | CRPP-1-MA09-L1-HYD-40 | 014709 | Enware water supply management system | 7.0 | Hydraulic Services | 28.0 | Thermostatic Mixing Valves | Enware |  |  | Benton's Plumbing Supplies | 1 |  |  |  |  | N | No | 2023-04-01 | 2022-09-05 | CDC Plumbing & Drainage | Kira Jackson
Enware Water Supply Management System: Thermostatic Mixing Valves | 1-y | #AST1257 |  | CRPP | CRPP | PR1 | 1 | MA10-EASTLAKES 2 | Main Accommodation 10 (Eastlakes 2) | GR | Ground | MA10-201 | Cell 1 | HYD | Hydraulics | 1 | CRPP-1-MA10-G-HYD-02 | 014556 | Enware water supply management system | 7.0 | Hydraulic Services | 28.0 | Thermostatic Mixing Valves | Enware |  |  | Benton's Plumbing Supplies | 1 |  |  |  |  | N | No | 2023-04-01 | 2022-09-05 | CDC Plumbing & Drainage | Kira Jackson
Enware Water Supply Management System: Thermostatic Mixing Valves | 1-y | #AST1258 |  | CRPP | CRPP | PR1 | 1 | MA10-EASTLAKES 2 | Main Accommodation 10 (Eastlakes 2) | GR | Ground | MA10-202 | Cell 2 | HYD | Hydraulics | 1 | CRPP-1-MA10-G-HYD-03 | 014557 | Enware water supply management system | 7.0 | Hydraulic Services | 28.0 | Thermostatic Mixing Valves | Enware |  |  | Benton's Plumbing Supplies | 1 |  |  |  |  | N | No | 2023-04-01 | 2022-09-05 | CDC Plumbing & Drainage | Kira Jackson
Enware Water Supply Management System: Thermostatic Mixing Valves | 1-y | #AST1259 |  | CRPP | CRPP | PR1 | 1 | MA10-EASTLAKES 2 | Main Accommodation 10 (Eastlakes 2) | GR | Ground | MA10-203 | Cell 3 | HYD | Hydraulics | 1 | CRPP-1-MA10-G-HYD-04 | 014558 | Enware water supply management system | 7.0 | Hydraulic Services | 28.0 | Thermostatic Mixing Valves | Enware |  |  | Benton's Plumbing Supplies | 1 |  |  |  |  | N | No | 2023-04-01 | 2022-09-05 | CDC Plumbing & Drainage | Kira Jackson
Enware Water Supply Management System: Thermostatic Mixing Valves | 1-y | #AST1260 |  | CRPP | CRPP | PR1 | 1 | MA10-EASTLAKES 2 | Main Accommodation 10 (Eastlakes 2) | GR | Ground | MA10-204 | Cell 4 | HYD | Hydraulics | 1 | CRPP-1-MA10-G-HYD-05 | 014559 | Enware water supply management system | 7.0 | Hydraulic Services | 28.0 | Thermostatic Mixing Valves | Enware |  |  | Benton's Plumbing Supplies | 1 |  |  |  |  | N | No | 2023-04-01 | 2022-09-05 | CDC Plumbing & Drainage | Kira Jackson
Enware Water Supply Management System: Thermostatic Mixing Valves | 1-y | #AST1261 |  | CRPP | CRPP | PR1 | 1 | MA10-EASTLAKES 2 | Main Accommodation 10 (Eastlakes 2) | GR | Ground | MA10-205 | Cell 5 | HYD | Hydraulics | 1 | CRPP-1-MA10-G-HYD-06 | 014560 | Enware water supply management system | 7.0 | Hydraulic Services | 28.0 | Thermostatic Mixing Valves | Enware |  |  | Benton's Plumbing Supplies | 1 |  |  |  |  | N | No | 2023-04-01 | 2022-09-05 | CDC Plumbing & Drainage | Kira Jackson
Enware Water Supply Management System: Thermostatic Mixing Valves | 1-y | #AST1262 |  | CRPP | CRPP | PR1 | 1 | MA10-EASTLAKES 2 | Main Accommodation 10 (Eastlakes 2) | GR | Ground | MA10-206 | Cell 6 | HYD | Hydraulics | 1 | CRPP-1-MA10-G-HYD-07 | 014561 | Enware water supply management system | 7.0 | Hydraulic Services | 28.0 | Thermostatic Mixing Valves | Enware |  |  | Benton's Plumbing Supplies | 1 |  |  |  |  | N | No | 2023-04-01 | 2022-09-05 | CDC Plumbing & Drainage | Kira Jackson
Enware Water Supply Management System: Thermostatic Mixing Valves | 1-y | #AST1263 |  | CRPP | CRPP | PR1 | 1 | MA10-EASTLAKES 2 | Main Accommodation 10 (Eastlakes 2) | GR | Ground | MA10-207 | Cell 7 | HYD | Hydraulics | 1 | CRPP-1-MA10-G-HYD-08 | 014562 | Enware water supply management system | 7.0 | Hydraulic Services | 28.0 | Thermostatic Mixing Valves | Enware |  |  | Benton's Plumbing Supplies | 1 |  |  |  |  | N | No | 2023-04-01 | 2022-09-05 | CDC Plumbing & Drainage | Kira Jackson
Enware Water Supply Management System: Thermostatic Mixing Valves | 1-y | #AST1264 |  | CRPP | CRPP | PR1 | 1 | MA10-EASTLAKES 2 | Main Accommodation 10 (Eastlakes 2) | GR | Ground | MA10-208 | Cell 8 | HYD | Hydraulics | 1 | CRPP-1-MA10-G-HYD-09 | 014563 | Enware water supply management system | 7.0 | Hydraulic Services | 28.0 | Thermostatic Mixing Valves | Enware |  |  | Benton's Plumbing Supplies | 1 |  |  |  |  | N | No | 2023-04-01 | 2022-09-05 | CDC Plumbing & Drainage | Kira Jackson
Enware Water Supply Management System: Thermostatic Mixing Valves | 1-y | #AST1265 |  | CRPP | CRPP | PR1 | 1 | MA10-EASTLAKES 2 | Main Accommodation 10 (Eastlakes 2) | GR | Ground | MA10-209 | Cell 9 | HYD | Hydraulics | 1 | CRPP-1-MA10-G-HYD-10 | 014564 | Enware water supply management system | 7.0 | Hydraulic Services | 28.0 | Thermostatic Mixing Valves | Enware |  |  | Benton's Plumbing Supplies | 1 |  |  |  |  | N | No | 2023-04-01 | 2022-09-05 | CDC Plumbing & Drainage | Kira Jackson
Enware Water Supply Management System: Thermostatic Mixing Valves | 1-y | #AST1266 |  | CRPP | CRPP | PR1 | 1 | MA10-EASTLAKES 2 | Main Accommodation 10 (Eastlakes 2) | GR | Ground | MA10-210 | Cell 10 | HYD | Hydraulics | 1 | CRPP-1-MA10-G-HYD-11 | 014565 | Enware water supply management system | 7.0 | Hydraulic Services | 28.0 | Thermostatic Mixing Valves | Enware |  |  | Benton's Plumbing Supplies | 1 |  |  |  |  | N | No | 2023-04-01 | 2022-09-05 | CDC Plumbing & Drainage | Kira Jackson
Enware Water Supply Management System: Thermostatic Mixing Valves | 1-y | #AST1267 |  | CRPP | CRPP | PR1 | 1 | MA10-EASTLAKES 2 | Main Accommodation 10 (Eastlakes 2) | GR | Ground | MA10-211 | Cell 11 | HYD | Hydraulics | 1 | CRPP-1-MA10-G-HYD-12 | 014566 | Enware water supply management system | 7.0 | Hydraulic Services | 28.0 | Thermostatic Mixing Valves | Enware |  |  | Benton's Plumbing Supplies | 1 |  |  |  |  | N | No | 2023-04-01 | 2022-09-05 | CDC Plumbing & Drainage | Kira Jackson
Enware Water Supply Management System: Thermostatic Mixing Valves | 1-y | #AST1268 |  | CRPP | CRPP | PR1 | 1 | MA10-EASTLAKES 2 | Main Accommodation 10 (Eastlakes 2) | GR | Ground | MA10-212 | Cell 12 | HYD | Hydraulics | 1 | CRPP-1-MA10-G-HYD-13 | 014567 | Enware water supply management system | 7.0 | Hydraulic Services | 28.0 | Thermostatic Mixing Valves | Enware |  |  | Benton's Plumbing Supplies | 1 |  |  |  |  | N | No | 2023-04-01 | 2022-09-05 | CDC Plumbing & Drainage | Kira Jackson
Enware Water Supply Management System: Thermostatic Mixing Valves | 1-y | #AST1269 |  | CRPP | CRPP | PR1 | 1 | MA10-EASTLAKES 2 | Main Accommodation 10 (Eastlakes 2) | GR | Ground | MA10-213 | Cell 13 | HYD | Hydraulics | 1 | CRPP-1-MA10-G-HYD-14 | 014568 | Enware water supply management system | 7.0 | Hydraulic Services | 28.0 | Thermostatic Mixing Valves | Enware |  |  | Benton's Plumbing Supplies | 1 |  |  |  |  | N | No | 2023-04-01 | 2022-09-05 | CDC Plumbing & Drainage | Kira Jackson
Enware Water Supply Management System: Thermostatic Mixing Valves | 1-y | #AST1270 |  | CRPP | CRPP | PR1 | 1 | MA10-EASTLAKES 2 | Main Accommodation 10 (Eastlakes 2) | GR | Ground | MA10-214 | Cell 14 | HYD | Hydraulics | 1 | CRPP-1-MA10-G-HYD-15 | 014569 | Enware water supply management system | 7.0 | Hydraulic Services | 28.0 | Thermostatic Mixing Valves | Enware |  |  | Benton's Plumbing Supplies | 1 |  |  |  |  | N | No | 2023-04-01 | 2022-09-05 | CDC Plumbing & Drainage | Kira Jackson
Enware Water Supply Management System: Thermostatic Mixing Valves | 1-y | #AST1271 |  | CRPP | CRPP | PR1 | 1 | MA10-EASTLAKES 2 | Main Accommodation 10 (Eastlakes 2) | GR | Ground | MA10-215 | Cell 15 | HYD | Hydraulics | 1 | CRPP-1-MA10-G-HYD-16 | 014570 | Enware water supply management system | 7.0 | Hydraulic Services | 28.0 | Thermostatic Mixing Valves | Enware |  |  | Benton's Plumbing Supplies | 1 |  |  |  |  | N | No | 2023-04-01 | 2022-09-05 | CDC Plumbing & Drainage | Kira Jackson
Enware Water Supply Management System: Thermostatic Mixing Valves | 1-y | #AST1272 |  | CRPP | CRPP | PR1 | 1 | MA10-EASTLAKES 2 | Main Accommodation 10 (Eastlakes 2) | GR | Ground | MA10-216 | Cell 16 | HYD | Hydraulics | 1 | CRPP-1-MA10-G-HYD-17 | 014571 | Enware water supply management system | 7.0 | Hydraulic Services | 28.0 | Thermostatic Mixing Valves | Enware |  |  | Benton's Plumbing Supplies | 1 |  |  |  |  | N | No | 2023-04-01 | 2022-09-05 | CDC Plumbing & Drainage | Kira Jackson
Enware Water Supply Management System: Thermostatic Mixing Valves | 1-y | #AST1273 |  | CRPP | CRPP | PR1 | 1 | MA10-EASTLAKES 2 | Main Accommodation 10 (Eastlakes 2) | GR | Ground | MA10-217 | Double Cell 17 | HYD | Hydraulics | 1 | CRPP-1-MA10-G-HYD-18 | 014572 | Enware water supply management system | 7.0 | Hydraulic Services | 28.0 | Thermostatic Mixing Valves | Enware |  |  | Benton's Plumbing Supplies | 1 |  |  |  |  | N | No | 2023-04-01 | 2022-09-05 | CDC Plumbing & Drainage | Kira Jackson
Enware Water Supply Management System: Thermostatic Mixing Valves | 1-y | #AST1274 |  | CRPP | CRPP | PR1 | 1 | MA10-EASTLAKES 2 | Main Accommodation 10 (Eastlakes 2) | GR | Ground | MA10-218 | Cell 18 (Acc) | HYD | Hydraulics | 1 | CRPP-1-MA10-G-HYD-19 | 014573 | Enware water supply management system | 7.0 | Hydraulic Services | 28.0 | Thermostatic Mixing Valves | Enware |  |  | Benton's Plumbing Supplies | 1 |  |  |  |  | N | No | 2023-04-01 | 2022-09-05 | CDC Plumbing & Drainage | Kira Jackson
Enware Water Supply Management System: Thermostatic Mixing Valves | 1-y | #AST1275 |  | CRPP | CRPP | PR1 | 1 | MA10-EASTLAKES 2 | Main Accommodation 10 (Eastlakes 2) | L1 | Level 01 | MA10-219 | Cell 19 | HYD | Hydraulics | 1 | CRPP-1-MA10-L1-HYD-05 | 014575 | Enware water supply management system | 7.0 | Hydraulic Services | 28.0 | Thermostatic Mixing Valves | Enware |  |  | Benton's Plumbing Supplies | 1 |  |  |  |  | N | No | 2023-04-01 | 2022-09-05 | CDC Plumbing & Drainage | Kira Jackson
Enware Water Supply Management System: Thermostatic Mixing Valves | 1-y | #AST1276 |  | CRPP | CRPP | PR1 | 1 | MA10-EASTLAKES 2 | Main Accommodation 10 (Eastlakes 2) | L1 | Level 01 | MA10-220 | Cell 20 | HYD | Hydraulics | 1 | CRPP-1-MA10-L1-HYD-06 | 014576 | Enware water supply management system | 7.0 | Hydraulic Services | 28.0 | Thermostatic Mixing Valves | Enware |  |  | Benton's Plumbing Supplies | 1 |  |  |  |  | N | No | 2023-04-01 | 2022-09-05 | CDC Plumbing & Drainage | Kira Jackson
Enware Water Supply Management System: Thermostatic Mixing Valves | 1-y | #AST1277 |  | CRPP | CRPP | PR1 | 1 | MA10-EASTLAKES 2 | Main Accommodation 10 (Eastlakes 2) | L1 | Level 01 | MA10-221 | Cell 21 | HYD | Hydraulics | 1 | CRPP-1-MA10-L1-HYD-07 | 014577 | Enware water supply management system | 7.0 | Hydraulic Services | 28.0 | Thermostatic Mixing Valves | Enware |  |  | Benton's Plumbing Supplies | 1 |  |  |  |  | N | No | 2023-04-01 | 2022-09-05 | CDC Plumbing & Drainage | Kira Jackson
Enware Water Supply Management System: Thermostatic Mixing Valves | 1-y | #AST1278 |  | CRPP | CRPP | PR1 | 1 | MA10-EASTLAKES 2 | Main Accommodation 10 (Eastlakes 2) | L1 | Level 01 | MA10-222 | Cell 22 | HYD | Hydraulics | 1 | CRPP-1-MA10-L1-HYD-08 | 014578 | Enware water supply management system | 7.0 | Hydraulic Services | 28.0 | Thermostatic Mixing Valves | Enware |  |  | Benton's Plumbing Supplies | 1 |  |  |  |  | N | No | 2023-04-01 | 2022-09-05 | CDC Plumbing & Drainage | Kira Jackson
Enware Water Supply Management System: Thermostatic Mixing Valves | 1-y | #AST1279 |  | CRPP | CRPP | PR1 | 1 | MA10-EASTLAKES 2 | Main Accommodation 10 (Eastlakes 2) | L1 | Level 01 | MA10-223 | Cell 23 | HYD | Hydraulics | 1 | CRPP-1-MA10-L1-HYD-09 | 014579 | Enware water supply management system | 7.0 | Hydraulic Services | 28.0 | Thermostatic Mixing Valves | Enware |  |  | Benton's Plumbing Supplies | 1 |  |  |  |  | N | No | 2023-04-01 | 2022-09-05 | CDC Plumbing & Drainage | Kira Jackson
Enware Water Supply Management System: Thermostatic Mixing Valves | 1-y | #AST1280 |  | CRPP | CRPP | PR1 | 1 | MA10-EASTLAKES 2 | Main Accommodation 10 (Eastlakes 2) | L1 | Level 01 | MA10-224 | Cell 24 | HYD | Hydraulics | 1 | CRPP-1-MA10-L1-HYD-10 | 014580 | Enware water supply management system | 7.0 | Hydraulic Services | 28.0 | Thermostatic Mixing Valves | Enware |  |  | Benton's Plumbing Supplies | 1 |  |  |  |  | N | No | 2023-04-01 | 2022-09-05 | CDC Plumbing & Drainage | Kira Jackson
Enware Water Supply Management System: Thermostatic Mixing Valves | 1-y | #AST1281 |  | CRPP | CRPP | PR1 | 1 | MA10-EASTLAKES 2 | Main Accommodation 10 (Eastlakes 2) | L1 | Level 01 | MA10-225 | Cell 25 | HYD | Hydraulics | 1 | CRPP-1-MA10-L1-HYD-11 | 014581 | Enware water supply management system | 7.0 | Hydraulic Services | 28.0 | Thermostatic Mixing Valves | Enware |  |  | Benton's Plumbing Supplies | 1 |  |  |  |  | N | No | 2023-04-01 | 2022-09-05 | CDC Plumbing & Drainage | Kira Jackson
Enware Water Supply Management System: Thermostatic Mixing Valves | 1-y | #AST1282 |  | CRPP | CRPP | PR1 | 1 | MA10-EASTLAKES 2 | Main Accommodation 10 (Eastlakes 2) | L1 | Level 01 | MA10-226 | Cell 26 | HYD | Hydraulics | 1 | CRPP-1-MA10-L1-HYD-12 | 014582 | Enware water supply management system | 7.0 | Hydraulic Services | 28.0 | Thermostatic Mixing Valves | Enware |  |  | Benton's Plumbing Supplies | 1 |  |  |  |  | N | No | 2023-04-01 | 2022-09-05 | CDC Plumbing & Drainage | Kira Jackson
Enware Water Supply Management System: Thermostatic Mixing Valves | 1-y | #AST1283 |  | CRPP | CRPP | PR1 | 1 | MA10-EASTLAKES 2 | Main Accommodation 10 (Eastlakes 2) | L1 | Level 01 | MA10-227 | Cell 27 | HYD | Hydraulics | 1 | CRPP-1-MA10-L1-HYD-13 | 014583 | Enware water supply management system | 7.0 | Hydraulic Services | 28.0 | Thermostatic Mixing Valves | Enware |  |  | Benton's Plumbing Supplies | 1 |  |  |  |  | N | No | 2023-04-01 | 2022-09-05 | CDC Plumbing & Drainage | Kira Jackson
Enware Water Supply Management System: Thermostatic Mixing Valves | 1-y | #AST1284 |  | CRPP | CRPP | PR1 | 1 | MA10-EASTLAKES 2 | Main Accommodation 10 (Eastlakes 2) | L1 | Level 01 | MA10-228 | Cell 28 | HYD | Hydraulics | 1 | CRPP-1-MA10-L1-HYD-14 | 014584 | Enware water supply management system | 7.0 | Hydraulic Services | 28.0 | Thermostatic Mixing Valves | Enware |  |  | Benton's Plumbing Supplies | 1 |  |  |  |  | N | No | 2023-04-01 | 2022-09-05 | CDC Plumbing & Drainage | Kira Jackson
Enware Water Supply Management System: Thermostatic Mixing Valves | 1-y | #AST1285 |  | CRPP | CRPP | PR1 | 1 | MA10-EASTLAKES 2 | Main Accommodation 10 (Eastlakes 2) | L1 | Level 01 | MA10-229 | Cell 29 | HYD | Hydraulics | 1 | CRPP-1-MA10-L1-HYD-15 | 014585 | Enware water supply management system | 7.0 | Hydraulic Services | 28.0 | Thermostatic Mixing Valves | Enware |  |  | Benton's Plumbing Supplies | 1 |  |  |  |  | N | No | 2023-04-01 | 2022-09-05 | CDC Plumbing & Drainage | Kira Jackson
Enware Water Supply Management System: Thermostatic Mixing Valves | 1-y | #AST1286 |  | CRPP | CRPP | PR1 | 1 | MA10-EASTLAKES 2 | Main Accommodation 10 (Eastlakes 2) | L1 | Level 01 | MA10-230 | Cell 30 | HYD | Hydraulics | 1 | CRPP-1-MA10-L1-HYD-16 | 014586 | Enware water supply management system | 7.0 | Hydraulic Services | 28.0 | Thermostatic Mixing Valves | Enware |  |  | Benton's Plumbing Supplies | 1 |  |  |  |  | N | No | 2023-04-01 | 2022-09-05 | CDC Plumbing & Drainage | Kira Jackson
Enware Water Supply Management System: Thermostatic Mixing Valves | 1-y | #AST1287 |  | CRPP | CRPP | PR1 | 1 | MA10-EASTLAKES 2 | Main Accommodation 10 (Eastlakes 2) | L1 | Level 01 | MA10-231 | Cell 31 | HYD | Hydraulics | 1 | CRPP-1-MA10-L1-HYD-17 | 014587 | Enware water supply management system | 7.0 | Hydraulic Services | 28.0 | Thermostatic Mixing Valves | Enware |  |  | Benton's Plumbing Supplies | 1 |  |  |  |  | N | No | 2023-04-01 | 2022-09-05 | CDC Plumbing & Drainage | Kira Jackson
Enware Water Supply Management System: Thermostatic Mixing Valves | 1-y | #AST1288 |  | CRPP | CRPP | PR1 | 1 | MA10-EASTLAKES 2 | Main Accommodation 10 (Eastlakes 2) | L1 | Level 01 | MA10-232 | Cell 32 | HYD | Hydraulics | 1 | CRPP-1-MA10-L1-HYD-18 | 014588 | Enware water supply management system | 7.0 | Hydraulic Services | 28.0 | Thermostatic Mixing Valves | Enware |  |  | Benton's Plumbing Supplies | 1 |  |  |  |  | N | No | 2023-04-01 | 2022-09-05 | CDC Plumbing & Drainage | Kira Jackson
Enware Water Supply Management System: Thermostatic Mixing Valves | 1-y | #AST1289 |  | CRPP | CRPP | PR1 | 1 | MA10-EASTLAKES 2 | Main Accommodation 10 (Eastlakes 2) | L1 | Level 01 | MA10-233 | Cell 33 | HYD | Hydraulics | 1 | CRPP-1-MA10-L1-HYD-19 | 014589 | Enware water supply management system | 7.0 | Hydraulic Services | 28.0 | Thermostatic Mixing Valves | Enware |  |  | Benton's Plumbing Supplies | 1 |  |  |  |  | N | No | 2023-04-01 | 2022-09-05 | CDC Plumbing & Drainage | Kira Jackson
Enware Water Supply Management System: Thermostatic Mixing Valves | 1-y | #AST1290 |  | CRPP | CRPP | PR1 | 1 | MA10-EASTLAKES 2 | Main Accommodation 10 (Eastlakes 2) | L1 | Level 01 | MA10-234 | Cell 34 | HYD | Hydraulics | 1 | CRPP-1-MA10-L1-HYD-20 | 014590 | Enware water supply management system | 7.0 | Hydraulic Services | 28.0 | Thermostatic Mixing Valves | Enware |  |  | Benton's Plumbing Supplies | 1 |  |  |  |  | N | No | 2023-04-01 | 2022-09-05 | CDC Plumbing & Drainage | Kira Jackson
Enware Water Supply Management System: Thermostatic Mixing Valves | 1-y | #AST1291 |  | CRPP | CRPP | PR1 | 1 | MA10-EASTLAKES 2 | Main Accommodation 10 (Eastlakes 2) | L1 | Level 01 | MA10-235 | Double Cell 35 | HYD | Hydraulics | 1 | CRPP-1-MA10-L1-HYD-21 | 014591 | Enware water supply management system | 7.0 | Hydraulic Services | 28.0 | Thermostatic Mixing Valves | Enware |  |  | Benton's Plumbing Supplies | 1 |  |  |  |  | N | No | 2023-04-01 | 2022-09-05 | CDC Plumbing & Drainage | Kira Jackson
Enware Water Supply Management System: Thermostatic Mixing Valves | 1-y | #AST1292 |  | CRPP | CRPP | PR1 | 1 | MA10-EASTLAKES 2 | Main Accommodation 10 (Eastlakes 2) | L1 | Level 01 | MA10-236 | Double Cell 36 | HYD | Hydraulics | 1 | CRPP-1-MA10-L1-HYD-22 | 014592 | Enware water supply management system | 7.0 | Hydraulic Services | 28.0 | Thermostatic Mixing Valves | Enware |  |  | Benton's Plumbing Supplies | 1 |  |  |  |  | N | No | 2023-04-01 | 2022-09-05 | CDC Plumbing & Drainage | Kira Jackson
Enware Water Supply Management System: Thermostatic Mixing Valves | 1-y | #AST1293 |  | CRPP | CRPP | PR1 | 1 | MA10-EASTLAKES 2 | Main Accommodation 10 (Eastlakes 2) | GR | Ground | MA10-237 | Cell 37 (Acc) | HYD | Hydraulics | 1 | CRPP-1-MA10-G-HYD-20 | 014601 | Enware water supply management system | 7.0 | Hydraulic Services | 28.0 | Thermostatic Mixing Valves | Enware |  |  | Benton's Plumbing Supplies | 1 |  |  |  |  | N | No | 2023-04-01 | 2022-09-05 | CDC Plumbing & Drainage | Kira Jackson
Enware Water Supply Management System: Thermostatic Mixing Valves | 1-y | #AST1294 |  | CRPP | CRPP | PR1 | 1 | MA10-EASTLAKES 2 | Main Accommodation 10 (Eastlakes 2) | GR | Ground | MA10-238 | Double Cell 38 | HYD | Hydraulics | 1 | CRPP-1-MA10-G-HYD-21 | 014602 | Enware water supply management system | 7.0 | Hydraulic Services | 28.0 | Thermostatic Mixing Valves | Enware |  |  | Benton's Plumbing Supplies | 1 |  |  |  |  | N | No | 2023-04-01 | 2022-09-05 | CDC Plumbing & Drainage | Kira Jackson
Enware Water Supply Management System: Thermostatic Mixing Valves | 1-y | #AST1295 |  | CRPP | CRPP | PR1 | 1 | MA10-EASTLAKES 2 | Main Accommodation 10 (Eastlakes 2) | GR | Ground | MA10-239 | Cell 39 | HYD | Hydraulics | 1 | CRPP-1-MA10-G-HYD-22 | 014603 | Enware water supply management system | 7.0 | Hydraulic Services | 28.0 | Thermostatic Mixing Valves | Enware |  |  | Benton's Plumbing Supplies | 1 |  |  |  |  | N | No | 2023-04-01 | 2022-09-05 | CDC Plumbing & Drainage | Kira Jackson
Enware Water Supply Management System: Thermostatic Mixing Valves | 1-y | #AST1296 |  | CRPP | CRPP | PR1 | 1 | MA10-EASTLAKES 2 | Main Accommodation 10 (Eastlakes 2) | GR | Ground | MA10-240 | Cell 40 | HYD | Hydraulics | 1 | CRPP-1-MA10-G-HYD-23 | 014604 | Enware water supply management system | 7.0 | Hydraulic Services | 28.0 | Thermostatic Mixing Valves | Enware |  |  | Benton's Plumbing Supplies | 1 |  |  |  |  | N | No | 2023-04-01 | 2022-09-05 | CDC Plumbing & Drainage | Kira Jackson
Enware Water Supply Management System: Thermostatic Mixing Valves | 1-y | #AST1297 |  | CRPP | CRPP | PR1 | 1 | MA10-EASTLAKES 2 | Main Accommodation 10 (Eastlakes 2) | GR | Ground | MA10-241 | Cell 41 | HYD | Hydraulics | 1 | CRPP-1-MA10-G-HYD-24 | 014605 | Enware water supply management system | 7.0 | Hydraulic Services | 28.0 | Thermostatic Mixing Valves | Enware |  |  | Benton's Plumbing Supplies | 1 |  |  |  |  | N | No | 2023-04-01 | 2022-09-05 | CDC Plumbing & Drainage | Kira Jackson
Enware Water Supply Management System: Thermostatic Mixing Valves | 1-y | #AST1298 |  | CRPP | CRPP | PR1 | 1 | MA10-EASTLAKES 2 | Main Accommodation 10 (Eastlakes 2) | GR | Ground | MA10-242 | Cell 42 | HYD | Hydraulics | 1 | CRPP-1-MA10-G-HYD-25 | 014606 | Enware water supply management system | 7.0 | Hydraulic Services | 28.0 | Thermostatic Mixing Valves | Enware |  |  | Benton's Plumbing Supplies | 1 |  |  |  |  | N | No | 2023-04-01 | 2022-09-05 | CDC Plumbing & Drainage | Kira Jackson
Enware Water Supply Management System: Thermostatic Mixing Valves | 1-y | #AST1299 |  | CRPP | CRPP | PR1 | 1 | MA10-EASTLAKES 2 | Main Accommodation 10 (Eastlakes 2) | GR | Ground | MA10-243 | Cell 43 | HYD | Hydraulics | 1 | CRPP-1-MA10-G-HYD-26 | 014607 | Enware water supply management system | 7.0 | Hydraulic Services | 28.0 | Thermostatic Mixing Valves | Enware |  |  | Benton's Plumbing Supplies | 1 |  |  |  |  | N | No | 2023-04-01 | 2022-09-05 | CDC Plumbing & Drainage | Kira Jackson
Enware Water Supply Management System: Thermostatic Mixing Valves | 1-y | #AST1300 |  | CRPP | CRPP | PR1 | 1 | MA10-EASTLAKES 2 | Main Accommodation 10 (Eastlakes 2) | GR | Ground | MA10-244 | Cell 44 | HYD | Hydraulics | 1 | CRPP-1-MA10-G-HYD-27 | 014608 | Enware water supply management system | 7.0 | Hydraulic Services | 28.0 | Thermostatic Mixing Valves | Enware |  |  | Benton's Plumbing Supplies | 1 |  |  |  |  | N | No | 2023-04-01 | 2022-09-05 | CDC Plumbing & Drainage | Kira Jackson
Enware Water Supply Management System: Thermostatic Mixing Valves | 1-y | #AST1301 |  | CRPP | CRPP | PR1 | 1 | MA10-EASTLAKES 2 | Main Accommodation 10 (Eastlakes 2) | GR | Ground | MA10-245 | Cell 45 | HYD | Hydraulics | 1 | CRPP-1-MA10-G-HYD-28 | 014609 | Enware water supply management system | 7.0 | Hydraulic Services | 28.0 | Thermostatic Mixing Valves | Enware |  |  | Benton's Plumbing Supplies | 1 |  |  |  |  | N | No | 2023-04-01 | 2022-09-05 | CDC Plumbing & Drainage | Kira Jackson
Enware Water Supply Management System: Thermostatic Mixing Valves | 1-y | #AST1302 |  | CRPP | CRPP | PR1 | 1 | MA10-EASTLAKES 2 | Main Accommodation 10 (Eastlakes 2) | GR | Ground | MA10-246 | Cell 46 | HYD | Hydraulics | 1 | CRPP-1-MA10-G-HYD-29 | 014610 | Enware water supply management system | 7.0 | Hydraulic Services | 28.0 | Thermostatic Mixing Valves | Enware |  |  | Benton's Plumbing Supplies | 1 |  |  |  |  | N | No | 2023-04-01 | 2022-09-05 | CDC Plumbing & Drainage | Kira Jackson
Enware Water Supply Management System: Thermostatic Mixing Valves | 1-y | #AST1303 |  | CRPP | CRPP | PR1 | 1 | MA10-EASTLAKES 2 | Main Accommodation 10 (Eastlakes 2) | GR | Ground | MA10-247 | Cell 47 | HYD | Hydraulics | 1 | CRPP-1-MA10-G-HYD-30 | 014611 | Enware water supply management system | 7.0 | Hydraulic Services | 28.0 | Thermostatic Mixing Valves | Enware |  |  | Benton's Plumbing Supplies | 1 |  |  |  |  | N | No | 2023-04-01 | 2022-09-05 | CDC Plumbing & Drainage | Kira Jackson
Enware Water Supply Management System: Thermostatic Mixing Valves | 1-y | #AST1304 |  | CRPP | CRPP | PR1 | 1 | MA10-EASTLAKES 2 | Main Accommodation 10 (Eastlakes 2) | GR | Ground | MA10-248 | Cell 48 | HYD | Hydraulics | 1 | CRPP-1-MA10-G-HYD-31 | 014612 | Enware water supply management system | 7.0 | Hydraulic Services | 28.0 | Thermostatic Mixing Valves | Enware |  |  | Benton's Plumbing Supplies | 1 |  |  |  |  | N | No | 2023-04-01 | 2022-09-05 | CDC Plumbing & Drainage | Kira Jackson
Enware Water Supply Management System: Thermostatic Mixing Valves | 1-y | #AST1305 |  | CRPP | CRPP | PR1 | 1 | MA10-EASTLAKES 2 | Main Accommodation 10 (Eastlakes 2) | GR | Ground | MA10-249 | Cell 49 | HYD | Hydraulics | 1 | CRPP-1-MA10-G-HYD-32 | 014613 | Enware water supply management system | 7.0 | Hydraulic Services | 28.0 | Thermostatic Mixing Valves | Enware |  |  | Benton's Plumbing Supplies | 1 |  |  |  |  | N | No | 2023-04-01 | 2022-09-05 | CDC Plumbing & Drainage | Kira Jackson
Enware Water Supply Management System: Thermostatic Mixing Valves | 1-y | #AST1306 |  | CRPP | CRPP | PR1 | 1 | MA10-EASTLAKES 2 | Main Accommodation 10 (Eastlakes 2) | GR | Ground | MA10-250 | Cell 50 | HYD | Hydraulics | 1 | CRPP-1-MA10-G-HYD-33 | 014614 | Enware water supply management system | 7.0 | Hydraulic Services | 28.0 | Thermostatic Mixing Valves | Enware |  |  | Benton's Plumbing Supplies | 1 |  |  |  |  | N | No | 2023-04-01 | 2022-09-05 | CDC Plumbing & Drainage | Kira Jackson
Enware Water Supply Management System: Thermostatic Mixing Valves | 1-y | #AST1307 |  | CRPP | CRPP | PR1 | 1 | MA10-EASTLAKES 2 | Main Accommodation 10 (Eastlakes 2) | GR | Ground | MA10-251 | Cell 51 | HYD | Hydraulics | 1 | CRPP-1-MA10-G-HYD-34 | 014615 | Enware water supply management system | 7.0 | Hydraulic Services | 28.0 | Thermostatic Mixing Valves | Enware |  |  | Benton's Plumbing Supplies | 1 |  |  |  |  | N | No | 2023-04-01 | 2022-09-05 | CDC Plumbing & Drainage | Kira Jackson
Enware Water Supply Management System: Thermostatic Mixing Valves | 1-y | #AST1308 |  | CRPP | CRPP | PR1 | 1 | MA10-EASTLAKES 2 | Main Accommodation 10 (Eastlakes 2) | GR | Ground | MA10-252 | Cell 52 | HYD | Hydraulics | 1 | CRPP-1-MA10-G-HYD-35 | 014616 | Enware water supply management system | 7.0 | Hydraulic Services | 28.0 | Thermostatic Mixing Valves | Enware |  |  | Benton's Plumbing Supplies | 1 |  |  |  |  | N | No | 2023-04-01 | 2022-09-05 | CDC Plumbing & Drainage | Kira Jackson
Enware Water Supply Management System: Thermostatic Mixing Valves | 1-y | #AST1309 |  | CRPP | CRPP | PR1 | 1 | MA10-EASTLAKES 2 | Main Accommodation 10 (Eastlakes 2) | GR | Ground | MA10-253 | Cell 53 | HYD | Hydraulics | 1 | CRPP-1-MA10-G-HYD-36 | 014617 | Enware water supply management system | 7.0 | Hydraulic Services | 28.0 | Thermostatic Mixing Valves | Enware |  |  | Benton's Plumbing Supplies | 1 |  |  |  |  | N | No | 2023-04-01 | 2022-09-05 | CDC Plumbing & Drainage | Kira Jackson
Enware Water Supply Management System: Thermostatic Mixing Valves | 1-y | #AST1310 |  | CRPP | CRPP | PR1 | 1 | MA10-EASTLAKES 2 | Main Accommodation 10 (Eastlakes 2) | GR | Ground | MA10-254 | Cell 54 | HYD | Hydraulics | 1 | CRPP-1-MA10-G-HYD-37 | 014618 | Enware water supply management system | 7.0 | Hydraulic Services | 28.0 | Thermostatic Mixing Valves | Enware |  |  | Benton's Plumbing Supplies | 1 |  |  |  |  | N | No | 2023-04-01 | 2022-09-05 | CDC Plumbing & Drainage | Kira Jackson
Enware Water Supply Management System: Thermostatic Mixing Valves | 1-y | #AST1311 |  | CRPP | CRPP | PR1 | 1 | MA10-EASTLAKES 2 | Main Accommodation 10 (Eastlakes 2) | L1 | Level 01 | MA10-255 | Double Cell 55 | HYD | Hydraulics | 1 | CRPP-1-MA10-L1-HYD-23 | 014620 | Enware water supply management system | 7.0 | Hydraulic Services | 28.0 | Thermostatic Mixing Valves | Enware |  |  | Benton's Plumbing Supplies | 1 |  |  |  |  | N | No | 2023-04-01 | 2022-09-05 | CDC Plumbing & Drainage | Kira Jackson
Enware Water Supply Management System: Thermostatic Mixing Valves | 1-y | #AST1312 |  | CRPP | CRPP | PR1 | 1 | MA10-EASTLAKES 2 | Main Accommodation 10 (Eastlakes 2) | L1 | Level 01 | MA10-256 | Double Cell 56 | HYD | Hydraulics | 1 | CRPP-1-MA10-L1-HYD-24 | 014621 | Enware water supply management system | 7.0 | Hydraulic Services | 28.0 | Thermostatic Mixing Valves | Enware |  |  | Benton's Plumbing Supplies | 1 |  |  |  |  | N | No | 2023-04-01 | 2022-09-05 | CDC Plumbing & Drainage | Kira Jackson
Enware Water Supply Management System: Thermostatic Mixing Valves | 1-y | #AST1313 |  | CRPP | CRPP | PR1 | 1 | MA10-EASTLAKES 2 | Main Accommodation 10 (Eastlakes 2) | L1 | Level 01 | MA10-257 | Cell 57 | HYD | Hydraulics | 1 | CRPP-1-MA10-L1-HYD-25 | 014622 | Enware water supply management system | 7.0 | Hydraulic Services | 28.0 | Thermostatic Mixing Valves | Enware |  |  | Benton's Plumbing Supplies | 1 |  |  |  |  | N | No | 2023-04-01 | 2022-09-05 | CDC Plumbing & Drainage | Kira Jackson
Enware Water Supply Management System: Thermostatic Mixing Valves | 1-y | #AST1314 |  | CRPP | CRPP | PR1 | 1 | MA10-EASTLAKES 2 | Main Accommodation 10 (Eastlakes 2) | L1 | Level 01 | MA10-258 | Cell 58 | HYD | Hydraulics | 1 | CRPP-1-MA10-L1-HYD-26 | 014623 | Enware water supply management system | 7.0 | Hydraulic Services | 28.0 | Thermostatic Mixing Valves | Enware |  |  | Benton's Plumbing Supplies | 1 |  |  |  |  | N | No | 2023-04-01 | 2022-09-05 | CDC Plumbing & Drainage | Kira Jackson
Enware Water Supply Management System: Thermostatic Mixing Valves | 1-y | #AST1315 |  | CRPP | CRPP | PR1 | 1 | MA10-EASTLAKES 2 | Main Accommodation 10 (Eastlakes 2) | L1 | Level 01 | MA10-259 | Cell 59 | HYD | Hydraulics | 1 | CRPP-1-MA10-L1-HYD-27 | 014624 | Enware water supply management system | 7.0 | Hydraulic Services | 28.0 | Thermostatic Mixing Valves | Enware |  |  | Benton's Plumbing Supplies | 1 |  |  |  |  | N | No | 2023-04-01 | 2022-09-05 | CDC Plumbing & Drainage | Kira Jackson
Enware Water Supply Management System: Thermostatic Mixing Valves | 1-y | #AST1316 |  | CRPP | CRPP | PR1 | 1 | MA10-EASTLAKES 2 | Main Accommodation 10 (Eastlakes 2) | L1 | Level 01 | MA10-260 | Cell 60 | HYD | Hydraulics | 1 | CRPP-1-MA10-L1-HYD-28 | 014625 | Enware water supply management system | 7.0 | Hydraulic Services | 28.0 | Thermostatic Mixing Valves | Enware |  |  | Benton's Plumbing Supplies | 1 |  |  |  |  | N | No | 2023-04-01 | 2022-09-05 | CDC Plumbing & Drainage | Kira Jackson
Enware Water Supply Management System: Thermostatic Mixing Valves | 1-y | #AST1317 |  | CRPP | CRPP | PR1 | 1 | MA10-EASTLAKES 2 | Main Accommodation 10 (Eastlakes 2) | L1 | Level 01 | MA10-261 | Cell 61 | HYD | Hydraulics | 1 | CRPP-1-MA10-L1-HYD-29 | 014626 | Enware water supply management system | 7.0 | Hydraulic Services | 28.0 | Thermostatic Mixing Valves | Enware |  |  | Benton's Plumbing Supplies | 1 |  |  |  |  | N | No | 2023-04-01 | 2022-09-05 | CDC Plumbing & Drainage | Kira Jackson
Enware Water Supply Management System: Thermostatic Mixing Valves | 1-y | #AST1318 |  | CRPP | CRPP | PR1 | 1 | MA10-EASTLAKES 2 | Main Accommodation 10 (Eastlakes 2) | L1 | Level 01 | MA10-262 | Cell 62 | HYD | Hydraulics | 1 | CRPP-1-MA10-L1-HYD-30 | 014627 | Enware water supply management system | 7.0 | Hydraulic Services | 28.0 | Thermostatic Mixing Valves | Enware |  |  | Benton's Plumbing Supplies | 1 |  |  |  |  | N | No | 2023-04-01 | 2022-09-05 | CDC Plumbing & Drainage | Kira Jackson
Enware Water Supply Management System: Thermostatic Mixing Valves | 1-y | #AST1319 |  | CRPP | CRPP | PR1 | 1 | MA10-EASTLAKES 2 | Main Accommodation 10 (Eastlakes 2) | L1 | Level 01 | MA10-263 | Cell 63 | HYD | Hydraulics | 1 | CRPP-1-MA10-L1-HYD-31 | 014628 | Enware water supply management system | 7.0 | Hydraulic Services | 28.0 | Thermostatic Mixing Valves | Enware |  |  | Benton's Plumbing Supplies | 1 |  |  |  |  | N | No | 2023-04-01 | 2022-09-05 | CDC Plumbing & Drainage | Kira Jackson
Enware Water Supply Management System: Thermostatic Mixing Valves | 1-y | #AST1320 |  | CRPP | CRPP | PR1 | 1 | MA10-EASTLAKES 2 | Main Accommodation 10 (Eastlakes 2) | L1 | Level 01 | MA10-264 | Cell 64 | HYD | Hydraulics | 1 | CRPP-1-MA10-L1-HYD-32 | 014629 | Enware water supply management system | 7.0 | Hydraulic Services | 28.0 | Thermostatic Mixing Valves | Enware |  |  | Benton's Plumbing Supplies | 1 |  |  |  |  | N | No | 2023-04-01 | 2022-09-05 | CDC Plumbing & Drainage | Kira Jackson
Enware Water Supply Management System: Thermostatic Mixing Valves | 1-y | #AST1321 |  | CRPP | CRPP | PR1 | 1 | MA10-EASTLAKES 2 | Main Accommodation 10 (Eastlakes 2) | L1 | Level 01 | MA10-265 | Cell 65 | HYD | Hydraulics | 1 | CRPP-1-MA10-L1-HYD-33 | 014630 | Enware water supply management system | 7.0 | Hydraulic Services | 28.0 | Thermostatic Mixing Valves | Enware |  |  | Benton's Plumbing Supplies | 1 |  |  |  |  | N | No | 2023-04-01 | 2022-09-05 | CDC Plumbing & Drainage | Kira Jackson
Enware Water Supply Management System: Thermostatic Mixing Valves | 1-y | #AST1322 |  | CRPP | CRPP | PR1 | 1 | MA10-EASTLAKES 2 | Main Accommodation 10 (Eastlakes 2) | L1 | Level 01 | MA10-266 | Cell 66 | HYD | Hydraulics | 1 | CRPP-1-MA10-L1-HYD-34 | 014631 | Enware water supply management system | 7.0 | Hydraulic Services | 28.0 | Thermostatic Mixing Valves | Enware |  |  | Benton's Plumbing Supplies | 1 |  |  |  |  | N | No | 2023-04-01 | 2022-09-05 | CDC Plumbing & Drainage | Kira Jackson
Enware Water Supply Management System: Thermostatic Mixing Valves | 1-y | #AST1323 |  | CRPP | CRPP | PR1 | 1 | MA10-EASTLAKES 2 | Main Accommodation 10 (Eastlakes 2) | L1 | Level 01 | MA10-267 | Cell 67 | HYD | Hydraulics | 1 | CRPP-1-MA10-L1-HYD-35 | 014632 | Enware water supply management system | 7.0 | Hydraulic Services | 28.0 | Thermostatic Mixing Valves | Enware |  |  | Benton's Plumbing Supplies | 1 |  |  |  |  | N | No | 2023-04-01 | 2022-09-05 | CDC Plumbing & Drainage | Kira Jackson
Enware Water Supply Management System: Thermostatic Mixing Valves | 1-y | #AST1324 |  | CRPP | CRPP | PR1 | 1 | MA10-EASTLAKES 2 | Main Accommodation 10 (Eastlakes 2) | L1 | Level 01 | MA10-268 | Cell 68 | HYD | Hydraulics | 1 | CRPP-1-MA10-L1-HYD-36 | 014633 | Enware water supply management system | 7.0 | Hydraulic Services | 28.0 | Thermostatic Mixing Valves | Enware |  |  | Benton's Plumbing Supplies | 1 |  |  |  |  | N | No | 2023-04-01 | 2022-09-05 | CDC Plumbing & Drainage | Kira Jackson
Enware Water Supply Management System: Thermostatic Mixing Valves | 1-y | #AST1325 |  | CRPP | CRPP | PR1 | 1 | MA10-EASTLAKES 2 | Main Accommodation 10 (Eastlakes 2) | L1 | Level 01 | MA10-269 | Cell 69 | HYD | Hydraulics | 1 | CRPP-1-MA10-L1-HYD-37 | 014634 | Enware water supply management system | 7.0 | Hydraulic Services | 28.0 | Thermostatic Mixing Valves | Enware |  |  | Benton's Plumbing Supplies | 1 |  |  |  |  | N | No | 2023-04-01 | 2022-09-05 | CDC Plumbing & Drainage | Kira Jackson
Enware Water Supply Management System: Thermostatic Mixing Valves | 1-y | #AST1326 |  | CRPP | CRPP | PR1 | 1 | MA10-EASTLAKES 2 | Main Accommodation 10 (Eastlakes 2) | L1 | Level 01 | MA10-270 | Cell 70 | HYD | Hydraulics | 1 | CRPP-1-MA10-L1-HYD-38 | 014635 | Enware water supply management system | 7.0 | Hydraulic Services | 28.0 | Thermostatic Mixing Valves | Enware |  |  | Benton's Plumbing Supplies | 1 |  |  |  |  | N | No | 2023-04-01 | 2022-09-05 | CDC Plumbing & Drainage | Kira Jackson
Enware Water Supply Management System: Thermostatic Mixing Valves | 1-y | #AST1327 |  | CRPP | CRPP | PR1 | 1 | MA10-EASTLAKES 2 | Main Accommodation 10 (Eastlakes 2) | L1 | Level 01 | MA10-271 | Cell 71 | HYD | Hydraulics | 1 | CRPP-1-MA10-L1-HYD-39 | 014636 | Enware water supply management system | 7.0 | Hydraulic Services | 28.0 | Thermostatic Mixing Valves | Enware |  |  | Benton's Plumbing Supplies | 1 |  |  |  |  | N | No | 2023-04-01 | 2022-09-05 | CDC Plumbing & Drainage | Kira Jackson
Enware Water Supply Management System: Thermostatic Mixing Valves | 1-y | #AST1328 |  | CRPP | CRPP | PR1 | 1 | MA10-EASTLAKES 2 | Main Accommodation 10 (Eastlakes 2) | L1 | Level 01 | MA10-272 | Cell 72 | HYD | Hydraulics | 1 | CRPP-1-MA10-L1-HYD-40 | 014637 | Enware water supply management system | 7.0 | Hydraulic Services | 28.0 | Thermostatic Mixing Valves | Enware |  |  | Benton's Plumbing Supplies | 1 |  |  |  |  | N | No | 2023-04-01 | 2022-09-05 | CDC Plumbing & Drainage | Kira Jackson
Enware Water Supply Management System: Thermostatic Mixing Valves | 1-y | #AST1340 |  | CRPP | CRPP | PR1 | 1 | MA11-FRANCO 1 | Main Accommodation 11 (Franco 1) | GR | Ground | MA11-201 | Cell 1 | HYD | Hydraulics | 1 | CRPP-1-MA11-G-HYD-02 | 014741 | Enware water supply management system | 7.0 | Hydraulic Services | 28.0 | Thermostatic Mixing Valves | Enware |  |  | Benton's Plumbing Supplies | 1 |  |  |  |  | N | No | 2023-04-01 | 2022-09-05 | CDC Plumbing & Drainage | Kira Jackson
Enware Water Supply Management System: Thermostatic Mixing Valves | 1-y | #AST1341 |  | CRPP | CRPP | PR1 | 1 | MA11-FRANCO 1 | Main Accommodation 11 (Franco 1) | GR | Ground | MA11-202 | Cell 2 | HYD | Hydraulics | 1 | CRPP-1-MA11-G-HYD-03 | 014742 | Enware water supply management system | 7.0 | Hydraulic Services | 28.0 | Thermostatic Mixing Valves | Enware |  |  | Benton's Plumbing Supplies | 1 |  |  |  |  | N | No | 2023-04-01 | 2022-09-05 | CDC Plumbing & Drainage | Kira Jackson
Enware Water Supply Management System: Thermostatic Mixing Valves | 1-y | #AST1342 |  | CRPP | CRPP | PR1 | 1 | MA11-FRANCO 1 | Main Accommodation 11 (Franco 1) | GR | Ground | MA11-203 | Cell 3 | HYD | Hydraulics | 1 | CRPP-1-MA11-G-HYD-04 | 014743 | Enware water supply management system | 7.0 | Hydraulic Services | 28.0 | Thermostatic Mixing Valves | Enware |  |  | Benton's Plumbing Supplies | 1 |  |  |  |  | N | No | 2023-04-01 | 2022-09-05 | CDC Plumbing & Drainage | Kira Jackson
Enware Water Supply Management System: Thermostatic Mixing Valves | 1-y | #AST1343 |  | CRPP | CRPP | PR1 | 1 | MA11-FRANCO 1 | Main Accommodation 11 (Franco 1) | GR | Ground | MA11-204 | Cell 4 | HYD | Hydraulics | 1 | CRPP-1-MA11-G-HYD-05 | 014744 | Enware water supply management system | 7.0 | Hydraulic Services | 28.0 | Thermostatic Mixing Valves | Enware |  |  | Benton's Plumbing Supplies | 1 |  |  |  |  | N | No | 2023-04-01 | 2022-09-05 | CDC Plumbing & Drainage | Kira Jackson
Enware Water Supply Management System: Thermostatic Mixing Valves | 1-y | #AST1344 |  | CRPP | CRPP | PR1 | 1 | MA11-FRANCO 1 | Main Accommodation 11 (Franco 1) | GR | Ground | MA11-205 | Cell 5 | HYD | Hydraulics | 1 | CRPP-1-MA11-G-HYD-06 | 014745 | Enware water supply management system | 7.0 | Hydraulic Services | 28.0 | Thermostatic Mixing Valves | Enware |  |  | Benton's Plumbing Supplies | 1 |  |  |  |  | N | No | 2023-04-01 | 2022-09-05 | CDC Plumbing & Drainage | Kira Jackson
Enware Water Supply Management System: Thermostatic Mixing Valves | 1-y | #AST1345 |  | CRPP | CRPP | PR1 | 1 | MA11-FRANCO 1 | Main Accommodation 11 (Franco 1) | GR | Ground | MA11-206 | Cell 6 | HYD | Hydraulics | 1 | CRPP-1-MA11-G-HYD-07 | 014746 | Enware water supply management system | 7.0 | Hydraulic Services | 28.0 | Thermostatic Mixing Valves | Enware |  |  | Benton's Plumbing Supplies | 1 |  |  |  |  | N | No | 2023-04-01 | 2022-09-05 | CDC Plumbing & Drainage | Kira Jackson
Enware Water Supply Management System: Thermostatic Mixing Valves | 1-y | #AST1346 |  | CRPP | CRPP | PR1 | 1 | MA11-FRANCO 1 | Main Accommodation 11 (Franco 1) | GR | Ground | MA11-207 | Cell 7 | HYD | Hydraulics | 1 | CRPP-1-MA11-G-HYD-08 | 014747 | Enware water supply management system | 7.0 | Hydraulic Services | 28.0 | Thermostatic Mixing Valves | Enware |  |  | Benton's Plumbing Supplies | 1 |  |  |  |  | N | No | 2023-04-01 | 2022-09-05 | CDC Plumbing & Drainage | Kira Jackson
Enware Water Supply Management System: Thermostatic Mixing Valves | 1-y | #AST1347 |  | CRPP | CRPP | PR1 | 1 | MA11-FRANCO 1 | Main Accommodation 11 (Franco 1) | GR | Ground | MA11-208 | Cell 8 | HYD | Hydraulics | 1 | CRPP-1-MA11-G-HYD-09 | 014748 | Enware water supply management system | 7.0 | Hydraulic Services | 28.0 | Thermostatic Mixing Valves | Enware |  |  | Benton's Plumbing Supplies | 1 |  |  |  |  | N | No | 2023-04-01 | 2022-09-05 | CDC Plumbing & Drainage | Kira Jackson
Enware Water Supply Management System: Thermostatic Mixing Valves | 1-y | #AST1348 |  | CRPP | CRPP | PR1 | 1 | MA11-FRANCO 1 | Main Accommodation 11 (Franco 1) | GR | Ground | MA11-209 | Cell 9 | HYD | Hydraulics | 1 | CRPP-1-MA11-G-HYD-10 | 014749 | Enware water supply management system | 7.0 | Hydraulic Services | 28.0 | Thermostatic Mixing Valves | Enware |  |  | Benton's Plumbing Supplies | 1 |  |  |  |  | N | No | 2023-04-01 | 2022-09-05 | CDC Plumbing & Drainage | Kira Jackson
Enware Water Supply Management System: Thermostatic Mixing Valves | 1-y | #AST1349 |  | CRPP | CRPP | PR1 | 1 | MA11-FRANCO 1 | Main Accommodation 11 (Franco 1) | GR | Ground | MA11-210 | Cell 10 | HYD | Hydraulics | 1 | CRPP-1-MA11-G-HYD-11 | 014750 | Enware water supply management system | 7.0 | Hydraulic Services | 28.0 | Thermostatic Mixing Valves | Enware |  |  | Benton's Plumbing Supplies | 1 |  |  |  |  | N | No | 2023-04-01 | 2022-09-05 | CDC Plumbing & Drainage | Kira Jackson
Enware Water Supply Management System: Thermostatic Mixing Valves | 1-y | #AST1350 |  | CRPP | CRPP | PR1 | 1 | MA11-FRANCO 1 | Main Accommodation 11 (Franco 1) | GR | Ground | MA11-211 | Cell 11 | HYD | Hydraulics | 1 | CRPP-1-MA11-G-HYD-12 | 014751 | Enware water supply management system | 7.0 | Hydraulic Services | 28.0 | Thermostatic Mixing Valves | Enware |  |  | Benton's Plumbing Supplies | 1 |  |  |  |  | N | No | 2023-04-01 | 2022-09-05 | CDC Plumbing & Drainage | Kira Jackson
Enware Water Supply Management System: Thermostatic Mixing Valves | 1-y | #AST1351 |  | CRPP | CRPP | PR1 | 1 | MA11-FRANCO 1 | Main Accommodation 11 (Franco 1) | GR | Ground | MA11-212 | Cell 12 | HYD | Hydraulics | 1 | CRPP-1-MA11-G-HYD-13 | 014752 | Enware water supply management system | 7.0 | Hydraulic Services | 28.0 | Thermostatic Mixing Valves | Enware |  |  | Benton's Plumbing Supplies | 1 |  |  |  |  | N | No | 2023-04-01 | 2022-09-05 | CDC Plumbing & Drainage | Kira Jackson
Enware Water Supply Management System: Thermostatic Mixing Valves | 1-y | #AST1352 |  | CRPP | CRPP | PR1 | 1 | MA11-FRANCO 1 | Main Accommodation 11 (Franco 1) | GR | Ground | MA11-213 | Cell 13 | HYD | Hydraulics | 1 | CRPP-1-MA11-G-HYD-14 | 014753 | Enware water supply management system | 7.0 | Hydraulic Services | 28.0 | Thermostatic Mixing Valves | Enware |  |  | Benton's Plumbing Supplies | 1 |  |  |  |  | N | No | 2023-04-01 | 2022-09-05 | CDC Plumbing & Drainage | Kira Jackson
Enware Water Supply Management System: Thermostatic Mixing Valves | 1-y | #AST1353 |  | CRPP | CRPP | PR1 | 1 | MA11-FRANCO 1 | Main Accommodation 11 (Franco 1) | GR | Ground | MA11-214 | Cell 14 | HYD | Hydraulics | 1 | CRPP-1-MA11-G-HYD-15 | 014754 | Enware water supply management system | 7.0 | Hydraulic Services | 28.0 | Thermostatic Mixing Valves | Enware |  |  | Benton's Plumbing Supplies | 1 |  |  |  |  | N | No | 2023-04-01 | 2022-09-05 | CDC Plumbing & Drainage | Kira Jackson
Enware Water Supply Management System: Thermostatic Mixing Valves | 1-y | #AST1354 |  | CRPP | CRPP | PR1 | 1 | MA11-FRANCO 1 | Main Accommodation 11 (Franco 1) | GR | Ground | MA11-215 | Cell 15 | HYD | Hydraulics | 1 | CRPP-1-MA11-G-HYD-16 | 014755 | Enware water supply management system | 7.0 | Hydraulic Services | 28.0 | Thermostatic Mixing Valves | Enware |  |  | Benton's Plumbing Supplies | 1 |  |  |  |  | N | No | 2023-04-01 | 2022-09-05 | CDC Plumbing & Drainage | Kira Jackson
Enware Water Supply Management System: Thermostatic Mixing Valves | 1-y | #AST1355 |  | CRPP | CRPP | PR1 | 1 | MA11-FRANCO 1 | Main Accommodation 11 (Franco 1) | GR | Ground | MA11-216 | Cell 16 | HYD | Hydraulics | 1 | CRPP-1-MA11-G-HYD-17 | 014756 | Enware water supply management system | 7.0 | Hydraulic Services | 28.0 | Thermostatic Mixing Valves | Enware |  |  | Benton's Plumbing Supplies | 1 |  |  |  |  | N | No | 2023-04-01 | 2022-09-05 | CDC Plumbing & Drainage | Kira Jackson
Enware Water Supply Management System: Thermostatic Mixing Valves | 1-y | #AST1356 |  | CRPP | CRPP | PR1 | 1 | MA11-FRANCO 1 | Main Accommodation 11 (Franco 1) | GR | Ground | MA11-217 | Double Cell 17 | HYD | Hydraulics | 1 | CRPP-1-MA11-G-HYD-18 | 014757 | Enware water supply management system | 7.0 | Hydraulic Services | 28.0 | Thermostatic Mixing Valves | Enware |  |  | Benton's Plumbing Supplies | 1 |  |  |  |  | N | No | 2023-04-01 | 2022-09-05 | CDC Plumbing & Drainage | Kira Jackson
Enware Water Supply Management System: Thermostatic Mixing Valves | 1-y | #AST1357 |  | CRPP | CRPP | PR1 | 1 | MA11-FRANCO 1 | Main Accommodation 11 (Franco 1) | GR | Ground | MA11-218 | Cell 18 (Acc) | HYD | Hydraulics | 1 | CRPP-1-MA11-G-HYD-19 | 014758 | Enware water supply management system | 7.0 | Hydraulic Services | 28.0 | Thermostatic Mixing Valves | Enware |  |  | Benton's Plumbing Supplies | 1 |  |  |  |  | N | No | 2023-04-01 | 2022-09-05 | CDC Plumbing & Drainage | Kira Jackson
Enware Water Supply Management System: Thermostatic Mixing Valves | 1-y | #AST1358 |  | CRPP | CRPP | PR1 | 1 | MA11-FRANCO 1 | Main Accommodation 11 (Franco 1) | L1 | Level 01 | MA11-219 | Cell 19 | HYD | Hydraulics | 1 | CRPP-1-MA11-L1-HYD-05 | 014760 | Enware water supply management system | 7.0 | Hydraulic Services | 28.0 | Thermostatic Mixing Valves | Enware |  |  | Benton's Plumbing Supplies | 1 |  |  |  |  | N | No | 2023-04-01 | 2022-09-05 | CDC Plumbing & Drainage | Kira Jackson
Enware Water Supply Management System: Thermostatic Mixing Valves | 1-y | #AST1359 |  | CRPP | CRPP | PR1 | 1 | MA11-FRANCO 1 | Main Accommodation 11 (Franco 1) | L1 | Level 01 | MA11-220 | Cell 20 | HYD | Hydraulics | 1 | CRPP-1-MA11-L1-HYD-06 | 014761 | Enware water supply management system | 7.0 | Hydraulic Services | 28.0 | Thermostatic Mixing Valves | Enware |  |  | Benton's Plumbing Supplies | 1 |  |  |  |  | N | No | 2023-04-01 | 2022-09-05 | CDC Plumbing & Drainage | Kira Jackson
Enware Water Supply Management System: Thermostatic Mixing Valves | 1-y | #AST1360 |  | CRPP | CRPP | PR1 | 1 | MA11-FRANCO 1 | Main Accommodation 11 (Franco 1) | L1 | Level 01 | MA11-221 | Cell 21 | HYD | Hydraulics | 1 | CRPP-1-MA11-L1-HYD-07 | 014762 | Enware water supply management system | 7.0 | Hydraulic Services | 28.0 | Thermostatic Mixing Valves | Enware |  |  | Benton's Plumbing Supplies | 1 |  |  |  |  | N | No | 2023-04-01 | 2022-09-05 | CDC Plumbing & Drainage | Kira Jackson
Enware Water Supply Management System: Thermostatic Mixing Valves | 1-y | #AST1361 |  | CRPP | CRPP | PR1 | 1 | MA11-FRANCO 1 | Main Accommodation 11 (Franco 1) | L1 | Level 01 | MA11-222 | Cell 22 | HYD | Hydraulics | 1 | CRPP-1-MA11-L1-HYD-08 | 014763 | Enware water supply management system | 7.0 | Hydraulic Services | 28.0 | Thermostatic Mixing Valves | Enware |  |  | Benton's Plumbing Supplies | 1 |  |  |  |  | N | No | 2023-04-01 | 2022-09-05 | CDC Plumbing & Drainage | Kira Jackson
Enware Water Supply Management System: Thermostatic Mixing Valves | 1-y | #AST1362 |  | CRPP | CRPP | PR1 | 1 | MA11-FRANCO 1 | Main Accommodation 11 (Franco 1) | L1 | Level 01 | MA11-223 | Cell 23 | HYD | Hydraulics | 1 | CRPP-1-MA11-L1-HYD-09 | 014764 | Enware water supply management system | 7.0 | Hydraulic Services | 28.0 | Thermostatic Mixing Valves | Enware |  |  | Benton's Plumbing Supplies | 1 |  |  |  |  | N | No | 2023-04-01 | 2022-09-05 | CDC Plumbing & Drainage | Kira Jackson
Enware Water Supply Management System: Thermostatic Mixing Valves | 1-y | #AST1363 |  | CRPP | CRPP | PR1 | 1 | MA11-FRANCO 1 | Main Accommodation 11 (Franco 1) | L1 | Level 01 | MA11-224 | Cell 24 | HYD | Hydraulics | 1 | CRPP-1-MA11-L1-HYD-10 | 014765 | Enware water supply management system | 7.0 | Hydraulic Services | 28.0 | Thermostatic Mixing Valves | Enware |  |  | Benton's Plumbing Supplies | 1 |  |  |  |  | N | No | 2023-04-01 | 2022-09-05 | CDC Plumbing & Drainage | Kira Jackson
Enware Water Supply Management System: Thermostatic Mixing Valves | 1-y | #AST1364 |  | CRPP | CRPP | PR1 | 1 | MA11-FRANCO 1 | Main Accommodation 11 (Franco 1) | L1 | Level 01 | MA11-225 | Cell 25 | HYD | Hydraulics | 1 | CRPP-1-MA11-L1-HYD-11 | 014766 | Enware water supply management system | 7.0 | Hydraulic Services | 28.0 | Thermostatic Mixing Valves | Enware |  |  | Benton's Plumbing Supplies | 1 |  |  |  |  | N | No | 2023-04-01 | 2022-09-05 | CDC Plumbing & Drainage | Kira Jackson
Enware Water Supply Management System: Thermostatic Mixing Valves | 1-y | #AST1365 |  | CRPP | CRPP | PR1 | 1 | MA11-FRANCO 1 | Main Accommodation 11 (Franco 1) | L1 | Level 01 | MA11-226 | Cell 26 | HYD | Hydraulics | 1 | CRPP-1-MA11-L1-HYD-12 | 014767 | Enware water supply management system | 7.0 | Hydraulic Services | 28.0 | Thermostatic Mixing Valves | Enware |  |  | Benton's Plumbing Supplies | 1 |  |  |  |  | N | No | 2023-04-01 | 2022-09-05 | CDC Plumbing & Drainage | Kira Jackson
Enware Water Supply Management System: Thermostatic Mixing Valves | 1-y | #AST1366 |  | CRPP | CRPP | PR1 | 1 | MA11-FRANCO 1 | Main Accommodation 11 (Franco 1) | L1 | Level 01 | MA11-227 | Cell 27 | HYD | Hydraulics | 1 | CRPP-1-MA11-L1-HYD-13 | 014768 | Enware water supply management system | 7.0 | Hydraulic Services | 28.0 | Thermostatic Mixing Valves | Enware |  |  | Benton's Plumbing Supplies | 1 |  |  |  |  | N | No | 2023-04-01 | 2022-09-05 | CDC Plumbing & Drainage | Kira Jackson
Enware Water Supply Management System: Thermostatic Mixing Valves | 1-y | #AST1367 |  | CRPP | CRPP | PR1 | 1 | MA11-FRANCO 1 | Main Accommodation 11 (Franco 1) | L1 | Level 01 | MA11-228 | Cell 28 | HYD | Hydraulics | 1 | CRPP-1-MA11-L1-HYD-14 | 014769 | Enware water supply management system | 7.0 | Hydraulic Services | 28.0 | Thermostatic Mixing Valves | Enware |  |  | Benton's Plumbing Supplies | 1 |  |  |  |  | N | No | 2023-04-01 | 2022-09-05 | CDC Plumbing & Drainage | Kira Jackson
Enware Water Supply Management System: Thermostatic Mixing Valves | 1-y | #AST1368 |  | CRPP | CRPP | PR1 | 1 | MA11-FRANCO 1 | Main Accommodation 11 (Franco 1) | L1 | Level 01 | MA11-229 | Cell 29 | HYD | Hydraulics | 1 | CRPP-1-MA11-L1-HYD-15 | 014770 | Enware water supply management system | 7.0 | Hydraulic Services | 28.0 | Thermostatic Mixing Valves | Enware |  |  | Benton's Plumbing Supplies | 1 |  |  |  |  | N | No | 2023-04-01 | 2022-09-05 | CDC Plumbing & Drainage | Kira Jackson
Enware Water Supply Management System: Thermostatic Mixing Valves | 1-y | #AST1369 |  | CRPP | CRPP | PR1 | 1 | MA11-FRANCO 1 | Main Accommodation 11 (Franco 1) | L1 | Level 01 | MA11-230 | Cell 30 | HYD | Hydraulics | 1 | CRPP-1-MA11-L1-HYD-16 | 014771 | Enware water supply management system | 7.0 | Hydraulic Services | 28.0 | Thermostatic Mixing Valves | Enware |  |  | Benton's Plumbing Supplies | 1 |  |  |  |  | N | No | 2023-04-01 | 2022-09-05 | CDC Plumbing & Drainage | Kira Jackson
Enware Water Supply Management System: Thermostatic Mixing Valves | 1-y | #AST1370 |  | CRPP | CRPP | PR1 | 1 | MA11-FRANCO 1 | Main Accommodation 11 (Franco 1) | L1 | Level 01 | MA11-231 | Cell 31 | HYD | Hydraulics | 1 | CRPP-1-MA11-L1-HYD-17 | 014772 | Enware water supply management system | 7.0 | Hydraulic Services | 28.0 | Thermostatic Mixing Valves | Enware |  |  | Benton's Plumbing Supplies | 1 |  |  |  |  | N | No | 2023-04-01 | 2022-09-05 | CDC Plumbing & Drainage | Kira Jackson
Enware Water Supply Management System: Thermostatic Mixing Valves | 1-y | #AST1371 |  | CRPP | CRPP | PR1 | 1 | MA11-FRANCO 1 | Main Accommodation 11 (Franco 1) | L1 | Level 01 | MA11-232 | Cell 32 | HYD | Hydraulics | 1 | CRPP-1-MA11-L1-HYD-18 | 014773 | Enware water supply management system | 7.0 | Hydraulic Services | 28.0 | Thermostatic Mixing Valves | Enware |  |  | Benton's Plumbing Supplies | 1 |  |  |  |  | N | No | 2023-04-01 | 2022-09-05 | CDC Plumbing & Drainage | Kira Jackson
Enware Water Supply Management System: Thermostatic Mixing Valves | 1-y | #AST1372 |  | CRPP | CRPP | PR1 | 1 | MA11-FRANCO 1 | Main Accommodation 11 (Franco 1) | L1 | Level 01 | MA11-233 | Cell 33 | HYD | Hydraulics | 1 | CRPP-1-MA11-L1-HYD-19 | 014774 | Enware water supply management system | 7.0 | Hydraulic Services | 28.0 | Thermostatic Mixing Valves | Enware |  |  | Benton's Plumbing Supplies | 1 |  |  |  |  | N | No | 2023-04-01 | 2022-09-05 | CDC Plumbing & Drainage | Kira Jackson
Enware Water Supply Management System: Thermostatic Mixing Valves | 1-y | #AST1373 |  | CRPP | CRPP | PR1 | 1 | MA11-FRANCO 1 | Main Accommodation 11 (Franco 1) | L1 | Level 01 | MA11-234 | Cell 34 | HYD | Hydraulics | 1 | CRPP-1-MA11-L1-HYD-20 | 014775 | Enware water supply management system | 7.0 | Hydraulic Services | 28.0 | Thermostatic Mixing Valves | Enware |  |  | Benton's Plumbing Supplies | 1 |  |  |  |  | N | No | 2023-04-01 | 2022-09-05 | CDC Plumbing & Drainage | Kira Jackson
Enware Water Supply Management System: Thermostatic Mixing Valves | 1-y | #AST1374 |  | CRPP | CRPP | PR1 | 1 | MA11-FRANCO 1 | Main Accommodation 11 (Franco 1) | L1 | Level 01 | MA11-235 | Double Cell 35 | HYD | Hydraulics | 1 | CRPP-1-MA11-L1-HYD-21 | 014776 | Enware water supply management system | 7.0 | Hydraulic Services | 28.0 | Thermostatic Mixing Valves | Enware |  |  | Benton's Plumbing Supplies | 1 |  |  |  |  | N | No | 2023-04-01 | 2022-09-05 | CDC Plumbing & Drainage | Kira Jackson
Enware Water Supply Management System: Thermostatic Mixing Valves | 1-y | #AST1375 |  | CRPP | CRPP | PR1 | 1 | MA11-FRANCO 1 | Main Accommodation 11 (Franco 1) | L1 | Level 01 | MA11-236 | Double Cell 36 | HYD | Hydraulics | 1 | CRPP-1-MA11-L1-HYD-22 | 014777 | Enware water supply management system | 7.0 | Hydraulic Services | 28.0 | Thermostatic Mixing Valves | Enware |  |  | Benton's Plumbing Supplies | 1 |  |  |  |  | N | No | 2023-04-01 | 2022-09-05 | CDC Plumbing & Drainage | Kira Jackson
Enware Water Supply Management System: Thermostatic Mixing Valves | 1-y | #AST1376 |  | CRPP | CRPP | PR1 | 1 | MA11-FRANCO 1 | Main Accommodation 11 (Franco 1) | GR | Ground | MA11-237 | Cell 37 (Acc) | HYD | Hydraulics | 1 | CRPP-1-MA11-G-HYD-20 | 014799 | Enware water supply management system | 7.0 | Hydraulic Services | 28.0 | Thermostatic Mixing Valves | Enware |  |  | Benton's Plumbing Supplies | 1 |  |  |  |  | N | No | 2023-04-01 | 2022-09-05 | CDC Plumbing & Drainage | Kira Jackson
Enware Water Supply Management System: Thermostatic Mixing Valves | 1-y | #AST1377 |  | CRPP | CRPP | PR1 | 1 | MA11-FRANCO 1 | Main Accommodation 11 (Franco 1) | GR | Ground | MA11-238 | Double Cell 38 | HYD | Hydraulics | 1 | CRPP-1-MA11-G-HYD-21 | 014784 | Enware water supply management system | 7.0 | Hydraulic Services | 28.0 | Thermostatic Mixing Valves | Enware |  |  | Benton's Plumbing Supplies | 1 |  |  |  |  | N | No | 2023-04-01 | 2022-09-05 | CDC Plumbing & Drainage | Kira Jackson
Enware Water Supply Management System: Thermostatic Mixing Valves | 1-y | #AST1378 |  | CRPP | CRPP | PR1 | 1 | MA11-FRANCO 1 | Main Accommodation 11 (Franco 1) | GR | Ground | MA11-239 | Cell 39 | HYD | Hydraulics | 1 | CRPP-1-MA11-G-HYD-22 | 014785 | Enware water supply management system | 7.0 | Hydraulic Services | 28.0 | Thermostatic Mixing Valves | Enware |  |  | Benton's Plumbing Supplies | 1 |  |  |  |  | N | No | 2023-04-01 | 2022-09-05 | CDC Plumbing & Drainage | Kira Jackson
Enware Water Supply Management System: Thermostatic Mixing Valves | 1-y | #AST1379 |  | CRPP | CRPP | PR1 | 1 | MA11-FRANCO 1 | Main Accommodation 11 (Franco 1) | GR | Ground | MA11-240 | Cell 40 | HYD | Hydraulics | 1 | CRPP-1-MA11-G-HYD-23 | 014786 | Enware water supply management system | 7.0 | Hydraulic Services | 28.0 | Thermostatic Mixing Valves | Enware |  |  | Benton's Plumbing Supplies | 1 |  |  |  |  | N | No | 2023-04-01 | 2022-09-05 | CDC Plumbing & Drainage | Kira Jackson
Enware Water Supply Management System: Thermostatic Mixing Valves | 1-y | #AST1380 |  | CRPP | CRPP | PR1 | 1 | MA11-FRANCO 1 | Main Accommodation 11 (Franco 1) | GR | Ground | MA11-241 | Cell 41 | HYD | Hydraulics | 1 | CRPP-1-MA11-G-HYD-24 | 014787 | Enware water supply management system | 7.0 | Hydraulic Services | 28.0 | Thermostatic Mixing Valves | Enware |  |  | Benton's Plumbing Supplies | 1 |  |  |  |  | N | No | 2023-04-01 | 2022-09-05 | CDC Plumbing & Drainage | Kira Jackson
Enware Water Supply Management System: Thermostatic Mixing Valves | 1-y | #AST1381 |  | CRPP | CRPP | PR1 | 1 | MA11-FRANCO 1 | Main Accommodation 11 (Franco 1) | GR | Ground | MA11-242 | Cell 42 | HYD | Hydraulics | 1 | CRPP-1-MA11-G-HYD-25 | 014788 | Enware water supply management system | 7.0 | Hydraulic Services | 28.0 | Thermostatic Mixing Valves | Enware |  |  | Benton's Plumbing Supplies | 1 |  |  |  |  | N | No | 2023-04-01 | 2022-09-05 | CDC Plumbing & Drainage | Kira Jackson
Enware Water Supply Management System: Thermostatic Mixing Valves | 1-y | #AST1382 |  | CRPP | CRPP | PR1 | 1 | MA11-FRANCO 1 | Main Accommodation 11 (Franco 1) | GR | Ground | MA11-243 | Cell 43 | HYD | Hydraulics | 1 | CRPP-1-MA11-G-HYD-26 | 014789 | Enware water supply management system | 7.0 | Hydraulic Services | 28.0 | Thermostatic Mixing Valves | Enware |  |  | Benton's Plumbing Supplies | 1 |  |  |  |  | N | No | 2023-04-01 | 2022-09-05 | CDC Plumbing & Drainage | Kira Jackson
Enware Water Supply Management System: Thermostatic Mixing Valves | 1-y | #AST1383 |  | CRPP | CRPP | PR1 | 1 | MA11-FRANCO 1 | Main Accommodation 11 (Franco 1) | GR | Ground | MA11-244 | Cell 44 | HYD | Hydraulics | 1 | CRPP-1-MA11-G-HYD-27 | 014790 | Enware water supply management system | 7.0 | Hydraulic Services | 28.0 | Thermostatic Mixing Valves | Enware |  |  | Benton's Plumbing Supplies | 1 |  |  |  |  | N | No | 2023-04-01 | 2022-09-05 | CDC Plumbing & Drainage | Kira Jackson
Enware Water Supply Management System: Thermostatic Mixing Valves | 1-y | #AST1384 |  | CRPP | CRPP | PR1 | 1 | MA11-FRANCO 1 | Main Accommodation 11 (Franco 1) | GR | Ground | MA11-245 | Cell 45 | HYD | Hydraulics | 1 | CRPP-1-MA11-G-HYD-28 | 014791 | Enware water supply management system | 7.0 | Hydraulic Services | 28.0 | Thermostatic Mixing Valves | Enware |  |  | Benton's Plumbing Supplies | 1 |  |  |  |  | N | No | 2023-04-01 | 2022-09-05 | CDC Plumbing & Drainage | Kira Jackson
Enware Water Supply Management System: Thermostatic Mixing Valves | 1-y | #AST1385 |  | CRPP | CRPP | PR1 | 1 | MA11-FRANCO 1 | Main Accommodation 11 (Franco 1) | GR | Ground | MA11-246 | Cell 46 | HYD | Hydraulics | 1 | CRPP-1-MA11-G-HYD-29 | 014792 | Enware water supply management system | 7.0 | Hydraulic Services | 28.0 | Thermostatic Mixing Valves | Enware |  |  | Benton's Plumbing Supplies | 1 |  |  |  |  | N | No | 2023-04-01 | 2022-09-05 | CDC Plumbing & Drainage | Kira Jackson
Enware Water Supply Management System: Thermostatic Mixing Valves | 1-y | #AST1386 |  | CRPP | CRPP | PR1 | 1 | MA11-FRANCO 1 | Main Accommodation 11 (Franco 1) | GR | Ground | MA11-247 | Cell 47 | HYD | Hydraulics | 1 | CRPP-1-MA11-G-HYD-30 | 014793 | Enware water supply management system | 7.0 | Hydraulic Services | 28.0 | Thermostatic Mixing Valves | Enware |  |  | Benton's Plumbing Supplies | 1 |  |  |  |  | N | No | 2023-04-01 | 2022-09-05 | CDC Plumbing & Drainage | Kira Jackson
Enware Water Supply Management System: Thermostatic Mixing Valves | 1-y | #AST1387 |  | CRPP | CRPP | PR1 | 1 | MA11-FRANCO 1 | Main Accommodation 11 (Franco 1) | GR | Ground | MA11-248 | Cell 48 | HYD | Hydraulics | 1 | CRPP-1-MA11-G-HYD-31 | 014794 | Enware water supply management system | 7.0 | Hydraulic Services | 28.0 | Thermostatic Mixing Valves | Enware |  |  | Benton's Plumbing Supplies | 1 |  |  |  |  | N | No | 2023-04-01 | 2022-09-05 | CDC Plumbing & Drainage | Kira Jackson
Enware Water Supply Management System: Thermostatic Mixing Valves | 1-y | #AST1388 |  | CRPP | CRPP | PR1 | 1 | MA11-FRANCO 1 | Main Accommodation 11 (Franco 1) | GR | Ground | MA11-249 | Cell 49 | HYD | Hydraulics | 1 | CRPP-1-MA11-G-HYD-32 | 014795 | Enware water supply management system | 7.0 | Hydraulic Services | 28.0 | Thermostatic Mixing Valves | Enware |  |  | Benton's Plumbing Supplies | 1 |  |  |  |  | N | No | 2023-04-01 | 2022-09-05 | CDC Plumbing & Drainage | Kira Jackson
Enware Water Supply Management System: Thermostatic Mixing Valves | 1-y | #AST1389 |  | CRPP | CRPP | PR1 | 1 | MA11-FRANCO 1 | Main Accommodation 11 (Franco 1) | GR | Ground | MA11-250 | Cell 50 | HYD | Hydraulics | 1 | CRPP-1-MA11-G-HYD-33 | 014796 | Enware water supply management system | 7.0 | Hydraulic Services | 28.0 | Thermostatic Mixing Valves | Enware |  |  | Benton's Plumbing Supplies | 1 |  |  |  |  | N | No | 2023-04-01 | 2022-09-05 | CDC Plumbing & Drainage | Kira Jackson
Enware Water Supply Management System: Thermostatic Mixing Valves | 1-y | #AST1390 |  | CRPP | CRPP | PR1 | 1 | MA11-FRANCO 1 | Main Accommodation 11 (Franco 1) | GR | Ground | MA11-251 | Cell 51 | HYD | Hydraulics | 1 | CRPP-1-MA11-G-HYD-34 | 014797 | Enware water supply management system | 7.0 | Hydraulic Services | 28.0 | Thermostatic Mixing Valves | Enware |  |  | Benton's Plumbing Supplies | 1 |  |  |  |  | N | No | 2023-04-01 | 2022-09-05 | CDC Plumbing & Drainage | Kira Jackson
Enware Water Supply Management System: Thermostatic Mixing Valves | 1-y | #AST1391 |  | CRPP | CRPP | PR1 | 1 | MA11-FRANCO 1 | Main Accommodation 11 (Franco 1) | GR | Ground | MA11-252 | Cell 52 | HYD | Hydraulics | 1 | CRPP-1-MA11-G-HYD-35 | 014798 | Enware water supply management system | 7.0 | Hydraulic Services | 28.0 | Thermostatic Mixing Valves | Enware |  |  | Benton's Plumbing Supplies | 1 |  |  |  |  | N | No | 2023-04-01 | 2022-09-05 | CDC Plumbing & Drainage | Kira Jackson
Enware Water Supply Management System: Thermostatic Mixing Valves | 1-y | #AST1392 |  | CRPP | CRPP | PR1 | 1 | MA11-FRANCO 1 | Main Accommodation 11 (Franco 1) | GR | Ground | MA11-253 | Cell 53 | HYD | Hydraulics | 1 | CRPP-1-MA11-G-HYD-36 | 014800 | Enware water supply management system | 7.0 | Hydraulic Services | 28.0 | Thermostatic Mixing Valves | Enware |  |  | Benton's Plumbing Supplies | 1 |  |  |  |  | N | No | 2023-04-01 | 2022-09-05 | CDC Plumbing & Drainage | Kira Jackson
Enware Water Supply Management System: Thermostatic Mixing Valves | 1-y | #AST1393 |  | CRPP | CRPP | PR1 | 1 | MA11-FRANCO 1 | Main Accommodation 11 (Franco 1) | GR | Ground | MA11-254 | Cell 54 | HYD | Hydraulics | 1 | CRPP-1-MA11-G-HYD-37 | 014801 | Enware water supply management system | 7.0 | Hydraulic Services | 28.0 | Thermostatic Mixing Valves | Enware |  |  | Benton's Plumbing Supplies | 1 |  |  |  |  | N | No | 2023-04-01 | 2022-09-05 | CDC Plumbing & Drainage | Kira Jackson
Enware Water Supply Management System: Thermostatic Mixing Valves | 1-y | #AST1394 |  | CRPP | CRPP | PR1 | 1 | MA11-FRANCO 1 | Main Accommodation 11 (Franco 1) | L1 | Level 01 | MA11-255 | Double Cell 55 | HYD | Hydraulics | 1 | CRPP-1-MA11-L1-HYD-23 | 014802 | Enware water supply management system | 7.0 | Hydraulic Services | 28.0 | Thermostatic Mixing Valves | Enware |  |  | Benton's Plumbing Supplies | 1 |  |  |  |  | N | No | 2023-04-01 | 2022-09-05 | CDC Plumbing & Drainage | Kira Jackson
Enware Water Supply Management System: Thermostatic Mixing Valves | 1-y | #AST1395 |  | CRPP | CRPP | PR1 | 1 | MA11-FRANCO 1 | Main Accommodation 11 (Franco 1) | L1 | Level 01 | MA11-256 | Double Cell 56 | HYD | Hydraulics | 1 | CRPP-1-MA11-L1-HYD-24 | 014803 | Enware water supply management system | 7.0 | Hydraulic Services | 28.0 | Thermostatic Mixing Valves | Enware |  |  | Benton's Plumbing Supplies | 1 |  |  |  |  | N | No | 2023-04-01 | 2022-09-05 | CDC Plumbing & Drainage | Kira Jackson
Enware Water Supply Management System: Thermostatic Mixing Valves | 1-y | #AST1396 |  | CRPP | CRPP | PR1 | 1 | MA11-FRANCO 1 | Main Accommodation 11 (Franco 1) | L1 | Level 01 | MA11-257 | Cell 57 | HYD | Hydraulics | 1 | CRPP-1-MA11-L1-HYD-25 | 014804 | Enware water supply management system | 7.0 | Hydraulic Services | 28.0 | Thermostatic Mixing Valves | Enware |  |  | Benton's Plumbing Supplies | 1 |  |  |  |  | N | No | 2023-04-01 | 2022-09-05 | CDC Plumbing & Drainage | Kira Jackson
Enware Water Supply Management System: Thermostatic Mixing Valves | 1-y | #AST1397 |  | CRPP | CRPP | PR1 | 1 | MA11-FRANCO 1 | Main Accommodation 11 (Franco 1) | L1 | Level 01 | MA11-258 | Cell 58 | HYD | Hydraulics | 1 | CRPP-1-MA11-L1-HYD-26 | 014805 | Enware water supply management system | 7.0 | Hydraulic Services | 28.0 | Thermostatic Mixing Valves | Enware |  |  | Benton's Plumbing Supplies | 1 |  |  |  |  | N | No | 2023-04-01 | 2022-09-05 | CDC Plumbing & Drainage | Kira Jackson
Enware Water Supply Management System: Thermostatic Mixing Valves | 1-y | #AST1398 |  | CRPP | CRPP | PR1 | 1 | MA11-FRANCO 1 | Main Accommodation 11 (Franco 1) | L1 | Level 01 | MA11-259 | Cell 59 | HYD | Hydraulics | 1 | CRPP-1-MA11-L1-HYD-27 | 014806 | Enware water supply management system | 7.0 | Hydraulic Services | 28.0 | Thermostatic Mixing Valves | Enware |  |  | Benton's Plumbing Supplies | 1 |  |  |  |  | N | No | 2023-04-01 | 2022-09-05 | CDC Plumbing & Drainage | Kira Jackson
Enware Water Supply Management System: Thermostatic Mixing Valves | 1-y | #AST1399 |  | CRPP | CRPP | PR1 | 1 | MA11-FRANCO 1 | Main Accommodation 11 (Franco 1) | L1 | Level 01 | MA11-260 | Cell 60 | HYD | Hydraulics | 1 | CRPP-1-MA11-L1-HYD-28 | 014807 | Enware water supply management system | 7.0 | Hydraulic Services | 28.0 | Thermostatic Mixing Valves | Enware |  |  | Benton's Plumbing Supplies | 1 |  |  |  |  | N | No | 2023-04-01 | 2022-09-05 | CDC Plumbing & Drainage | Kira Jackson
Enware Water Supply Management System: Thermostatic Mixing Valves | 1-y | #AST1400 |  | CRPP | CRPP | PR1 | 1 | MA11-FRANCO 1 | Main Accommodation 11 (Franco 1) | L1 | Level 01 | MA11-261 | Cell 61 | HYD | Hydraulics | 1 | CRPP-1-MA11-L1-HYD-29 | 014808 | Enware water supply management system | 7.0 | Hydraulic Services | 28.0 | Thermostatic Mixing Valves | Enware |  |  | Benton's Plumbing Supplies | 1 |  |  |  |  | N | No | 2023-04-01 | 2022-09-05 | CDC Plumbing & Drainage | Kira Jackson
Enware Water Supply Management System: Thermostatic Mixing Valves | 1-y | #AST1401 |  | CRPP | CRPP | PR1 | 1 | MA11-FRANCO 1 | Main Accommodation 11 (Franco 1) | L1 | Level 01 | MA11-262 | Cell 62 | HYD | Hydraulics | 1 | CRPP-1-MA11-L1-HYD-30 | 014809 | Enware water supply management system | 7.0 | Hydraulic Services | 28.0 | Thermostatic Mixing Valves | Enware |  |  | Benton's Plumbing Supplies | 1 |  |  |  |  | N | No | 2023-04-01 | 2022-09-05 | CDC Plumbing & Drainage | Kira Jackson
Enware Water Supply Management System: Thermostatic Mixing Valves | 1-y | #AST1402 |  | CRPP | CRPP | PR1 | 1 | MA11-FRANCO 1 | Main Accommodation 11 (Franco 1) | L1 | Level 01 | MA11-263 | Cell 63 | HYD | Hydraulics | 1 | CRPP-1-MA11-L1-HYD-31 | 014810 | Enware water supply management system | 7.0 | Hydraulic Services | 28.0 | Thermostatic Mixing Valves | Enware |  |  | Benton's Plumbing Supplies | 1 |  |  |  |  | N | No | 2023-04-01 | 2022-09-05 | CDC Plumbing & Drainage | Kira Jackson
Enware Water Supply Management System: Thermostatic Mixing Valves | 1-y | #AST1403 |  | CRPP | CRPP | PR1 | 1 | MA11-FRANCO 1 | Main Accommodation 11 (Franco 1) | L1 | Level 01 | MA11-264 | Cell 64 | HYD | Hydraulics | 1 | CRPP-1-MA11-L1-HYD-32 | 014811 | Enware water supply management system | 7.0 | Hydraulic Services | 28.0 | Thermostatic Mixing Valves | Enware |  |  | Benton's Plumbing Supplies | 1 |  |  |  |  | N | No | 2023-04-01 | 2022-09-05 | CDC Plumbing & Drainage | Kira Jackson
Enware Water Supply Management System: Thermostatic Mixing Valves | 1-y | #AST1404 |  | CRPP | CRPP | PR1 | 1 | MA11-FRANCO 1 | Main Accommodation 11 (Franco 1) | L1 | Level 01 | MA11-265 | Cell 65 | HYD | Hydraulics | 1 | CRPP-1-MA11-L1-HYD-33 | 014812 | Enware water supply management system | 7.0 | Hydraulic Services | 28.0 | Thermostatic Mixing Valves | Enware |  |  | Benton's Plumbing Supplies | 1 |  |  |  |  | N | No | 2023-04-01 | 2022-09-05 | CDC Plumbing & Drainage | Kira Jackson
Enware Water Supply Management System: Thermostatic Mixing Valves | 1-y | #AST1405 |  | CRPP | CRPP | PR1 | 1 | MA11-FRANCO 1 | Main Accommodation 11 (Franco 1) | L1 | Level 01 | MA11-266 | Cell 66 | HYD | Hydraulics | 1 | CRPP-1-MA11-L1-HYD-34 | 014813 | Enware water supply management system | 7.0 | Hydraulic Services | 28.0 | Thermostatic Mixing Valves | Enware |  |  | Benton's Plumbing Supplies | 1 |  |  |  |  | N | No | 2023-04-01 | 2022-09-05 | CDC Plumbing & Drainage | Kira Jackson
Enware Water Supply Management System: Thermostatic Mixing Valves | 1-y | #AST1406 |  | CRPP | CRPP | PR1 | 1 | MA11-FRANCO 1 | Main Accommodation 11 (Franco 1) | L1 | Level 01 | MA11-267 | Cell 67 | HYD | Hydraulics | 1 | CRPP-1-MA11-L1-HYD-35 | 014814 | Enware water supply management system | 7.0 | Hydraulic Services | 28.0 | Thermostatic Mixing Valves | Enware |  |  | Benton's Plumbing Supplies | 1 |  |  |  |  | N | No | 2023-04-01 | 2022-09-05 | CDC Plumbing & Drainage | Kira Jackson
Enware Water Supply Management System: Thermostatic Mixing Valves | 1-y | #AST1407 |  | CRPP | CRPP | PR1 | 1 | MA11-FRANCO 1 | Main Accommodation 11 (Franco 1) | L1 | Level 01 | MA11-268 | Cell 68 | HYD | Hydraulics | 1 | CRPP-1-MA11-L1-HYD-36 | 014815 | Enware water supply management system | 7.0 | Hydraulic Services | 28.0 | Thermostatic Mixing Valves | Enware |  |  | Benton's Plumbing Supplies | 1 |  |  |  |  | N | No | 2023-04-01 | 2022-09-05 | CDC Plumbing & Drainage | Kira Jackson
Enware Water Supply Management System: Thermostatic Mixing Valves | 1-y | #AST1408 |  | CRPP | CRPP | PR1 | 1 | MA11-FRANCO 1 | Main Accommodation 11 (Franco 1) | L1 | Level 01 | MA11-269 | Cell 69 | HYD | Hydraulics | 1 | CRPP-1-MA11-L1-HYD-37 | 014816 | Enware water supply management system | 7.0 | Hydraulic Services | 28.0 | Thermostatic Mixing Valves | Enware |  |  | Benton's Plumbing Supplies | 1 |  |  |  |  | N | No | 2023-04-01 | 2022-09-05 | CDC Plumbing & Drainage | Kira Jackson
Enware Water Supply Management System: Thermostatic Mixing Valves | 1-y | #AST1409 |  | CRPP | CRPP | PR1 | 1 | MA11-FRANCO 1 | Main Accommodation 11 (Franco 1) | L1 | Level 01 | MA11-270 | Cell 70 | HYD | Hydraulics | 1 | CRPP-1-MA11-L1-HYD-38 | 014817 | Enware water supply management system | 7.0 | Hydraulic Services | 28.0 | Thermostatic Mixing Valves | Enware |  |  | Benton's Plumbing Supplies | 1 |  |  |  |  | N | No | 2023-04-01 | 2022-09-05 | CDC Plumbing & Drainage | Kira Jackson
Enware Water Supply Management System: Thermostatic Mixing Valves | 1-y | #AST1410 |  | CRPP | CRPP | PR1 | 1 | MA11-FRANCO 1 | Main Accommodation 11 (Franco 1) | L1 | Level 01 | MA11-271 | Cell 71 | HYD | Hydraulics | 1 | CRPP-1-MA11-L1-HYD-39 | 014818 | Enware water supply management system | 7.0 | Hydraulic Services | 28.0 | Thermostatic Mixing Valves | Enware |  |  | Benton's Plumbing Supplies | 1 |  |  |  |  | N | No | 2023-04-01 | 2022-09-05 | CDC Plumbing & Drainage | Kira Jackson
Enware Water Supply Management System: Thermostatic Mixing Valves | 1-y | #AST1411 |  | CRPP | CRPP | PR1 | 1 | MA11-FRANCO 1 | Main Accommodation 11 (Franco 1) | L1 | Level 01 | MA11-272 | Cell 72 | HYD | Hydraulics | 1 | CRPP-1-MA11-L1-HYD-40 | 014819 | Enware water supply management system | 7.0 | Hydraulic Services | 28.0 | Thermostatic Mixing Valves | Enware |  |  | Benton's Plumbing Supplies | 1 |  |  |  |  | N | No | 2023-04-01 | 2022-09-05 | CDC Plumbing & Drainage | Kira Jackson
Enware Water Supply Management System: Thermostatic Mixing Valves | 1-y | #AST1423 |  | CRPP | CRPP | PR1 | 1 | MA12-FRANCO 2 | Main Accommodation 12 (Franco 2) | GR | Ground | MA12-201 | Cell 1 | HYD | Hydraulics | 1 | CRPP-1-MA12-G-HYD-02 | 014079 | Enware water supply management system | 7.0 | Hydraulic Services | 28.0 | Thermostatic Mixing Valves | Enware |  |  | Benton's Plumbing Supplies | 1 |  |  |  |  | N | No | 2023-04-01 | 2022-09-05 | CDC Plumbing & Drainage | Kira Jackson
Enware Water Supply Management System: Thermostatic Mixing Valves | 1-y | #AST1424 |  | CRPP | CRPP | PR1 | 1 | MA12-FRANCO 2 | Main Accommodation 12 (Franco 2) | GR | Ground | MA12-202 | Cell 2 | HYD | Hydraulics | 1 | CRPP-1-MA12-G-HYD-03 | 014080 | Enware water supply management system | 7.0 | Hydraulic Services | 28.0 | Thermostatic Mixing Valves | Enware |  |  | Benton's Plumbing Supplies | 1 |  |  |  |  | N | No | 2023-04-01 | 2022-09-05 | CDC Plumbing & Drainage | Kira Jackson
Enware Water Supply Management System: Thermostatic Mixing Valves | 1-y | #AST1425 |  | CRPP | CRPP | PR1 | 1 | MA12-FRANCO 2 | Main Accommodation 12 (Franco 2) | GR | Ground | MA12-203 | Cell 3 | HYD | Hydraulics | 1 | CRPP-1-MA12-G-HYD-04 | 014081 | Enware water supply management system | 7.0 | Hydraulic Services | 28.0 | Thermostatic Mixing Valves | Enware |  |  | Benton's Plumbing Supplies | 1 |  |  |  |  | N | No | 2023-04-01 | 2022-09-05 | CDC Plumbing & Drainage | Kira Jackson
Enware Water Supply Management System: Thermostatic Mixing Valves | 1-y | #AST1426 |  | CRPP | CRPP | PR1 | 1 | MA12-FRANCO 2 | Main Accommodation 12 (Franco 2) | GR | Ground | MA12-204 | Cell 4 | HYD | Hydraulics | 1 | CRPP-1-MA12-G-HYD-05 | 014082 | Enware water supply management system | 7.0 | Hydraulic Services | 28.0 | Thermostatic Mixing Valves | Enware |  |  | Benton's Plumbing Supplies | 1 |  |  |  |  | N | No | 2023-04-01 | 2022-09-05 | CDC Plumbing & Drainage | Kira Jackson
Enware Water Supply Management System: Thermostatic Mixing Valves | 1-y | #AST1427 |  | CRPP | CRPP | PR1 | 1 | MA12-FRANCO 2 | Main Accommodation 12 (Franco 2) | GR | Ground | MA12-205 | Cell 5 | HYD | Hydraulics | 1 | CRPP-1-MA12-G-HYD-06 | 014083 | Enware water supply management system | 7.0 | Hydraulic Services | 28.0 | Thermostatic Mixing Valves | Enware |  |  | Benton's Plumbing Supplies | 1 |  |  |  |  | N | No | 2023-04-01 | 2022-09-05 | CDC Plumbing & Drainage | Kira Jackson
Enware Water Supply Management System: Thermostatic Mixing Valves | 1-y | #AST1428 |  | CRPP | CRPP | PR1 | 1 | MA12-FRANCO 2 | Main Accommodation 12 (Franco 2) | GR | Ground | MA12-206 | Cell 6 | HYD | Hydraulics | 1 | CRPP-1-MA12-G-HYD-07 | 014084 | Enware water supply management system | 7.0 | Hydraulic Services | 28.0 | Thermostatic Mixing Valves | Enware |  |  | Benton's Plumbing Supplies | 1 |  |  |  |  | N | No | 2023-04-01 | 2022-09-05 | CDC Plumbing & Drainage | Kira Jackson
Enware Water Supply Management System: Thermostatic Mixing Valves | 1-y | #AST1429 |  | CRPP | CRPP | PR1 | 1 | MA12-FRANCO 2 | Main Accommodation 12 (Franco 2) | GR | Ground | MA12-207 | Cell 7 | HYD | Hydraulics | 1 | CRPP-1-MA12-G-HYD-08 | 014085 | Enware water supply management system | 7.0 | Hydraulic Services | 28.0 | Thermostatic Mixing Valves | Enware |  |  | Benton's Plumbing Supplies | 1 |  |  |  |  | N | No | 2023-04-01 | 2022-09-05 | CDC Plumbing & Drainage | Kira Jackson
Enware Water Supply Management System: Thermostatic Mixing Valves | 1-y | #AST1430 |  | CRPP | CRPP | PR1 | 1 | MA12-FRANCO 2 | Main Accommodation 12 (Franco 2) | GR | Ground | MA12-208 | Cell 8 | HYD | Hydraulics | 1 | CRPP-1-MA12-G-HYD-09 | 014086 | Enware water supply management system | 7.0 | Hydraulic Services | 28.0 | Thermostatic Mixing Valves | Enware |  |  | Benton's Plumbing Supplies | 1 |  |  |  |  | N | No | 2023-04-01 | 2022-09-05 | CDC Plumbing & Drainage | Kira Jackson
Enware Water Supply Management System: Thermostatic Mixing Valves | 1-y | #AST1431 |  | CRPP | CRPP | PR1 | 1 | MA12-FRANCO 2 | Main Accommodation 12 (Franco 2) | GR | Ground | MA12-209 | Cell 9 | HYD | Hydraulics | 1 | CRPP-1-MA12-G-HYD-10 | 014087 | Enware water supply management system | 7.0 | Hydraulic Services | 28.0 | Thermostatic Mixing Valves | Enware |  |  | Benton's Plumbing Supplies | 1 |  |  |  |  | N | No | 2023-04-01 | 2022-09-05 | CDC Plumbing & Drainage | Kira Jackson
Enware Water Supply Management System: Thermostatic Mixing Valves | 1-y | #AST1432 |  | CRPP | CRPP | PR1 | 1 | MA12-FRANCO 2 | Main Accommodation 12 (Franco 2) | GR | Ground | MA12-210 | Cell 10 | HYD | Hydraulics | 1 | CRPP-1-MA12-G-HYD-11 | 014088 | Enware water supply management system | 7.0 | Hydraulic Services | 28.0 | Thermostatic Mixing Valves | Enware |  |  | Benton's Plumbing Supplies | 1 |  |  |  |  | N | No | 2023-04-01 | 2022-09-05 | CDC Plumbing & Drainage | Kira Jackson
Enware Water Supply Management System: Thermostatic Mixing Valves | 1-y | #AST1433 |  | CRPP | CRPP | PR1 | 1 | MA12-FRANCO 2 | Main Accommodation 12 (Franco 2) | GR | Ground | MA12-211 | Cell 11 | HYD | Hydraulics | 1 | CRPP-1-MA12-G-HYD-12 | 014089 | Enware water supply management system | 7.0 | Hydraulic Services | 28.0 | Thermostatic Mixing Valves | Enware |  |  | Benton's Plumbing Supplies | 1 |  |  |  |  | N | No | 2023-04-01 | 2022-09-05 | CDC Plumbing & Drainage | Kira Jackson
Enware Water Supply Management System: Thermostatic Mixing Valves | 1-y | #AST1434 |  | CRPP | CRPP | PR1 | 1 | MA12-FRANCO 2 | Main Accommodation 12 (Franco 2) | GR | Ground | MA12-212 | Cell 12 | HYD | Hydraulics | 1 | CRPP-1-MA12-G-HYD-13 | 014090 | Enware water supply management system | 7.0 | Hydraulic Services | 28.0 | Thermostatic Mixing Valves | Enware |  |  | Benton's Plumbing Supplies | 1 |  |  |  |  | N | No | 2023-04-01 | 2022-09-05 | CDC Plumbing & Drainage | Kira Jackson
Enware Water Supply Management System: Thermostatic Mixing Valves | 1-y | #AST1435 |  | CRPP | CRPP | PR1 | 1 | MA12-FRANCO 2 | Main Accommodation 12 (Franco 2) | GR | Ground | MA12-213 | Cell 13 | HYD | Hydraulics | 1 | CRPP-1-MA12-G-HYD-14 | 014091 | Enware water supply management system | 7.0 | Hydraulic Services | 28.0 | Thermostatic Mixing Valves | Enware |  |  | Benton's Plumbing Supplies | 1 |  |  |  |  | N | No | 2023-04-01 | 2022-09-05 | CDC Plumbing & Drainage | Kira Jackson
Enware Water Supply Management System: Thermostatic Mixing Valves | 1-y | #AST1436 |  | CRPP | CRPP | PR1 | 1 | MA12-FRANCO 2 | Main Accommodation 12 (Franco 2) | GR | Ground | MA12-214 | Cell 14 | HYD | Hydraulics | 1 | CRPP-1-MA12-G-HYD-15 | 014092 | Enware water supply management system | 7.0 | Hydraulic Services | 28.0 | Thermostatic Mixing Valves | Enware |  |  | Benton's Plumbing Supplies | 1 |  |  |  |  | N | No | 2023-04-01 | 2022-09-05 | CDC Plumbing & Drainage | Kira Jackson
Enware Water Supply Management System: Thermostatic Mixing Valves | 1-y | #AST1437 |  | CRPP | CRPP | PR1 | 1 | MA12-FRANCO 2 | Main Accommodation 12 (Franco 2) | GR | Ground | MA12-215 | Cell 15 | HYD | Hydraulics | 1 | CRPP-1-MA12-G-HYD-16 | 014093 | Enware water supply management system | 7.0 | Hydraulic Services | 28.0 | Thermostatic Mixing Valves | Enware |  |  | Benton's Plumbing Supplies | 1 |  |  |  |  | N | No | 2023-04-01 | 2022-09-05 | CDC Plumbing & Drainage | Kira Jackson
Enware Water Supply Management System: Thermostatic Mixing Valves | 1-y | #AST1438 |  | CRPP | CRPP | PR1 | 1 | MA12-FRANCO 2 | Main Accommodation 12 (Franco 2) | GR | Ground | MA12-216 | Cell 16 | HYD | Hydraulics | 1 | CRPP-1-MA12-G-HYD-17 | 014094 | Enware water supply management system | 7.0 | Hydraulic Services | 28.0 | Thermostatic Mixing Valves | Enware |  |  | Benton's Plumbing Supplies | 1 |  |  |  |  | N | No | 2023-04-01 | 2022-09-05 | CDC Plumbing & Drainage | Kira Jackson
Enware Water Supply Management System: Thermostatic Mixing Valves | 1-y | #AST1439 |  | CRPP | CRPP | PR1 | 1 | MA12-FRANCO 2 | Main Accommodation 12 (Franco 2) | GR | Ground | MA12-217 | Double Cell 17 | HYD | Hydraulics | 1 | CRPP-1-MA12-G-HYD-18 | 014095 | Enware water supply management system | 7.0 | Hydraulic Services | 28.0 | Thermostatic Mixing Valves | Enware |  |  | Benton's Plumbing Supplies | 1 |  |  |  |  | N | No | 2023-04-01 | 2022-09-05 | CDC Plumbing & Drainage | Kira Jackson
Enware Water Supply Management System: Thermostatic Mixing Valves | 1-y | #AST1440 |  | CRPP | CRPP | PR1 | 1 | MA12-FRANCO 2 | Main Accommodation 12 (Franco 2) | GR | Ground | MA12-218 | Cell 18 (Acc) | HYD | Hydraulics | 1 | CRPP-1-MA12-G-HYD-19 | 014096 | Enware water supply management system | 7.0 | Hydraulic Services | 28.0 | Thermostatic Mixing Valves | Enware |  |  | Benton's Plumbing Supplies | 1 |  |  |  |  | N | No | 2023-04-01 | 2022-09-05 | CDC Plumbing & Drainage | Kira Jackson
Enware Water Supply Management System: Thermostatic Mixing Valves | 1-y | #AST1441 |  | CRPP | CRPP | PR1 | 1 | MA12-FRANCO 2 | Main Accommodation 12 (Franco 2) | L1 | Level 01 | MA12-219 | Cell 19 | HYD | Hydraulics | 1 | CRPP-1-MA12-L1-HYD-05 | 014097 | Enware water supply management system | 7.0 | Hydraulic Services | 28.0 | Thermostatic Mixing Valves | Enware |  |  | Benton's Plumbing Supplies | 1 |  |  |  |  | N | No | 2023-04-01 | 2022-09-05 | CDC Plumbing & Drainage | Kira Jackson
Enware Water Supply Management System: Thermostatic Mixing Valves | 1-y | #AST1442 |  | CRPP | CRPP | PR1 | 1 | MA12-FRANCO 2 | Main Accommodation 12 (Franco 2) | L1 | Level 01 | MA12-220 | Cell 20 | HYD | Hydraulics | 1 | CRPP-1-MA12-L1-HYD-06 | 014098 | Enware water supply management system | 7.0 | Hydraulic Services | 28.0 | Thermostatic Mixing Valves | Enware |  |  | Benton's Plumbing Supplies | 1 |  |  |  |  | N | No | 2023-04-01 | 2022-09-05 | CDC Plumbing & Drainage | Kira Jackson
Enware Water Supply Management System: Thermostatic Mixing Valves | 1-y | #AST1443 |  | CRPP | CRPP | PR1 | 1 | MA12-FRANCO 2 | Main Accommodation 12 (Franco 2) | L1 | Level 01 | MA12-221 | Cell 21 | HYD | Hydraulics | 1 | CRPP-1-MA12-L1-HYD-07 | 014099 | Enware water supply management system | 7.0 | Hydraulic Services | 28.0 | Thermostatic Mixing Valves | Enware |  |  | Benton's Plumbing Supplies | 1 |  |  |  |  | N | No | 2023-04-01 | 2022-09-05 | CDC Plumbing & Drainage | Kira Jackson
Enware Water Supply Management System: Thermostatic Mixing Valves | 1-y | #AST1444 |  | CRPP | CRPP | PR1 | 1 | MA12-FRANCO 2 | Main Accommodation 12 (Franco 2) | L1 | Level 01 | MA12-222 | Cell 22 | HYD | Hydraulics | 1 | CRPP-1-MA12-L1-HYD-08 | 014100 | Enware water supply management system | 7.0 | Hydraulic Services | 28.0 | Thermostatic Mixing Valves | Enware |  |  | Benton's Plumbing Supplies | 1 |  |  |  |  | N | No | 2023-04-01 | 2022-09-05 | CDC Plumbing & Drainage | Kira Jackson
Enware Water Supply Management System: Thermostatic Mixing Valves | 1-y | #AST1445 |  | CRPP | CRPP | PR1 | 1 | MA12-FRANCO 2 | Main Accommodation 12 (Franco 2) | L1 | Level 01 | MA12-223 | Cell 23 | HYD | Hydraulics | 1 | CRPP-1-MA12-L1-HYD-09 | 014101 | Enware water supply management system | 7.0 | Hydraulic Services | 28.0 | Thermostatic Mixing Valves | Enware |  |  | Benton's Plumbing Supplies | 1 |  |  |  |  | N | No | 2023-04-01 | 2022-09-05 | CDC Plumbing & Drainage | Kira Jackson
Enware Water Supply Management System: Thermostatic Mixing Valves | 1-y | #AST1446 |  | CRPP | CRPP | PR1 | 1 | MA12-FRANCO 2 | Main Accommodation 12 (Franco 2) | L1 | Level 01 | MA12-224 | Cell 24 | HYD | Hydraulics | 1 | CRPP-1-MA12-L1-HYD-10 | 014102 | Enware water supply management system | 7.0 | Hydraulic Services | 28.0 | Thermostatic Mixing Valves | Enware |  |  | Benton's Plumbing Supplies | 1 |  |  |  |  | N | No | 2023-04-01 | 2022-09-05 | CDC Plumbing & Drainage | Kira Jackson
Enware Water Supply Management System: Thermostatic Mixing Valves | 1-y | #AST1447 |  | CRPP | CRPP | PR1 | 1 | MA12-FRANCO 2 | Main Accommodation 12 (Franco 2) | L1 | Level 01 | MA12-225 | Cell 25 | HYD | Hydraulics | 1 | CRPP-1-MA12-L1-HYD-11 | 014103 | Enware water supply management system | 7.0 | Hydraulic Services | 28.0 | Thermostatic Mixing Valves | Enware |  |  | Benton's Plumbing Supplies | 1 |  |  |  |  | N | No | 2023-04-01 | 2022-09-05 | CDC Plumbing & Drainage | Kira Jackson
Enware Water Supply Management System: Thermostatic Mixing Valves | 1-y | #AST1448 |  | CRPP | CRPP | PR1 | 1 | MA12-FRANCO 2 | Main Accommodation 12 (Franco 2) | L1 | Level 01 | MA12-226 | Cell 26 | HYD | Hydraulics | 1 | CRPP-1-MA12-L1-HYD-12 | 014104 | Enware water supply management system | 7.0 | Hydraulic Services | 28.0 | Thermostatic Mixing Valves | Enware |  |  | Benton's Plumbing Supplies | 1 |  |  |  |  | N | No | 2023-04-01 | 2022-09-05 | CDC Plumbing & Drainage | Kira Jackson
Enware Water Supply Management System: Thermostatic Mixing Valves | 1-y | #AST1449 |  | CRPP | CRPP | PR1 | 1 | MA12-FRANCO 2 | Main Accommodation 12 (Franco 2) | L1 | Level 01 | MA12-227 | Cell 27 | HYD | Hydraulics | 1 | CRPP-1-MA12-L1-HYD-13 | 014105 | Enware water supply management system | 7.0 | Hydraulic Services | 28.0 | Thermostatic Mixing Valves | Enware |  |  | Benton's Plumbing Supplies | 1 |  |  |  |  | N | No | 2023-04-01 | 2022-09-05 | CDC Plumbing & Drainage | Kira Jackson
Enware Water Supply Management System: Thermostatic Mixing Valves | 1-y | #AST1450 |  | CRPP | CRPP | PR1 | 1 | MA12-FRANCO 2 | Main Accommodation 12 (Franco 2) | L1 | Level 01 | MA12-228 | Cell 28 | HYD | Hydraulics | 1 | CRPP-1-MA12-L1-HYD-14 | 014106 | Enware water supply management system | 7.0 | Hydraulic Services | 28.0 | Thermostatic Mixing Valves | Enware |  |  | Benton's Plumbing Supplies | 1 |  |  |  |  | N | No | 2023-04-01 | 2022-09-05 | CDC Plumbing & Drainage | Kira Jackson
Enware Water Supply Management System: Thermostatic Mixing Valves | 1-y | #AST1451 |  | CRPP | CRPP | PR1 | 1 | MA12-FRANCO 2 | Main Accommodation 12 (Franco 2) | L1 | Level 01 | MA12-229 | Cell 29 | HYD | Hydraulics | 1 | CRPP-1-MA12-L1-HYD-15 | 014107 | Enware water supply management system | 7.0 | Hydraulic Services | 28.0 | Thermostatic Mixing Valves | Enware |  |  | Benton's Plumbing Supplies | 1 |  |  |  |  | N | No | 2023-04-01 | 2022-09-05 | CDC Plumbing & Drainage | Kira Jackson
Enware Water Supply Management System: Thermostatic Mixing Valves | 1-y | #AST1452 |  | CRPP | CRPP | PR1 | 1 | MA12-FRANCO 2 | Main Accommodation 12 (Franco 2) | L1 | Level 01 | MA12-230 | Cell 30 | HYD | Hydraulics | 1 | CRPP-1-MA12-L1-HYD-16 | 014108 | Enware water supply management system | 7.0 | Hydraulic Services | 28.0 | Thermostatic Mixing Valves | Enware |  |  | Benton's Plumbing Supplies | 1 |  |  |  |  | N | No | 2023-04-01 | 2022-09-05 | CDC Plumbing & Drainage | Kira Jackson
Enware Water Supply Management System: Thermostatic Mixing Valves | 1-y | #AST1453 |  | CRPP | CRPP | PR1 | 1 | MA12-FRANCO 2 | Main Accommodation 12 (Franco 2) | L1 | Level 01 | MA12-231 | Cell 31 | HYD | Hydraulics | 1 | CRPP-1-MA12-L1-HYD-17 | 014109 | Enware water supply management system | 7.0 | Hydraulic Services | 28.0 | Thermostatic Mixing Valves | Enware |  |  | Benton's Plumbing Supplies | 1 |  |  |  |  | N | No | 2023-04-01 | 2022-09-05 | CDC Plumbing & Drainage | Kira Jackson
Enware Water Supply Management System: Thermostatic Mixing Valves | 1-y | #AST1454 |  | CRPP | CRPP | PR1 | 1 | MA12-FRANCO 2 | Main Accommodation 12 (Franco 2) | L1 | Level 01 | MA12-232 | Cell 32 | HYD | Hydraulics | 1 | CRPP-1-MA12-L1-HYD-18 | 014110 | Enware water supply management system | 7.0 | Hydraulic Services | 28.0 | Thermostatic Mixing Valves | Enware |  |  | Benton's Plumbing Supplies | 1 |  |  |  |  | N | No | 2023-04-01 | 2022-09-05 | CDC Plumbing & Drainage | Kira Jackson
Enware Water Supply Management System: Thermostatic Mixing Valves | 1-y | #AST1455 |  | CRPP | CRPP | PR1 | 1 | MA12-FRANCO 2 | Main Accommodation 12 (Franco 2) | L1 | Level 01 | MA12-233 | Cell 33 | HYD | Hydraulics | 1 | CRPP-1-MA12-L1-HYD-19 | 014111 | Enware water supply management system | 7.0 | Hydraulic Services | 28.0 | Thermostatic Mixing Valves | Enware |  |  | Benton's Plumbing Supplies | 1 |  |  |  |  | N | No | 2023-04-01 | 2022-09-05 | CDC Plumbing & Drainage | Kira Jackson
Enware Water Supply Management System: Thermostatic Mixing Valves | 1-y | #AST1456 |  | CRPP | CRPP | PR1 | 1 | MA12-FRANCO 2 | Main Accommodation 12 (Franco 2) | L1 | Level 01 | MA12-234 | Cell 34 | HYD | Hydraulics | 1 | CRPP-1-MA12-L1-HYD-20 | 014112 | Enware water supply management system | 7.0 | Hydraulic Services | 28.0 | Thermostatic Mixing Valves | Enware |  |  | Benton's Plumbing Supplies | 1 |  |  |  |  | N | No | 2023-04-01 | 2022-09-05 | CDC Plumbing & Drainage | Kira Jackson
Enware Water Supply Management System: Thermostatic Mixing Valves | 1-y | #AST1457 |  | CRPP | CRPP | PR1 | 1 | MA12-FRANCO 2 | Main Accommodation 12 (Franco 2) | L1 | Level 01 | MA12-235 | Double Cell 35 | HYD | Hydraulics | 1 | CRPP-1-MA12-L1-HYD-21 | 014113 | Enware water supply management system | 7.0 | Hydraulic Services | 28.0 | Thermostatic Mixing Valves | Enware |  |  | Benton's Plumbing Supplies | 1 |  |  |  |  | N | No | 2023-04-01 | 2022-09-05 | CDC Plumbing & Drainage | Kira Jackson
Enware Water Supply Management System: Thermostatic Mixing Valves | 1-y | #AST1458 |  | CRPP | CRPP | PR1 | 1 | MA12-FRANCO 2 | Main Accommodation 12 (Franco 2) | L1 | Level 01 | MA12-236 | Double Cell 36 | HYD | Hydraulics | 1 | CRPP-1-MA12-L1-HYD-22 | 014114 | Enware water supply management system | 7.0 | Hydraulic Services | 28.0 | Thermostatic Mixing Valves | Enware |  |  | Benton's Plumbing Supplies | 1 |  |  |  |  | N | No | 2023-04-01 | 2022-09-05 | CDC Plumbing & Drainage | Kira Jackson
Enware Water Supply Management System: Thermostatic Mixing Valves | 1-y | #AST1459 |  | CRPP | CRPP | PR1 | 1 | MA12-FRANCO 2 | Main Accommodation 12 (Franco 2) | GR | Ground | MA12-237 | Cell 37 (Acc) | HYD | Hydraulics | 1 | CRPP-1-MA12-G-HYD-20 | 014165 | Enware water supply management system | 7.0 | Hydraulic Services | 28.0 | Thermostatic Mixing Valves | Enware |  |  | Benton's Plumbing Supplies | 1 |  |  |  |  | N | No | 2023-04-01 | 2022-09-05 | CDC Plumbing & Drainage | Kira Jackson
Enware Water Supply Management System: Thermostatic Mixing Valves | 1-y | #AST1460 |  | CRPP | CRPP | PR1 | 1 | MA12-FRANCO 2 | Main Accommodation 12 (Franco 2) | GR | Ground | MA12-238 | Double Cell 38 | HYD | Hydraulics | 1 | CRPP-1-MA12-G-HYD-21 | 014123 | Enware water supply management system | 7.0 | Hydraulic Services | 28.0 | Thermostatic Mixing Valves | Enware |  |  | Benton's Plumbing Supplies | 1 |  |  |  |  | N | No | 2023-04-01 | 2022-09-05 | CDC Plumbing & Drainage | Kira Jackson
Enware Water Supply Management System: Thermostatic Mixing Valves | 1-y | #AST1461 |  | CRPP | CRPP | PR1 | 1 | MA12-FRANCO 2 | Main Accommodation 12 (Franco 2) | GR | Ground | MA12-239 | Cell 39 | HYD | Hydraulics | 1 | CRPP-1-MA12-G-HYD-22 | 014124 | Enware water supply management system | 7.0 | Hydraulic Services | 28.0 | Thermostatic Mixing Valves | Enware |  |  | Benton's Plumbing Supplies | 1 |  |  |  |  | N | No | 2023-04-01 | 2022-09-05 | CDC Plumbing & Drainage | Kira Jackson
Enware Water Supply Management System: Thermostatic Mixing Valves | 1-y | #AST1462 |  | CRPP | CRPP | PR1 | 1 | MA12-FRANCO 2 | Main Accommodation 12 (Franco 2) | GR | Ground | MA12-240 | Cell 40 | HYD | Hydraulics | 1 | CRPP-1-MA12-G-HYD-23 | 014125 | Enware water supply management system | 7.0 | Hydraulic Services | 28.0 | Thermostatic Mixing Valves | Enware |  |  | Benton's Plumbing Supplies | 1 |  |  |  |  | N | No | 2023-04-01 | 2022-09-05 | CDC Plumbing & Drainage | Kira Jackson
Enware Water Supply Management System: Thermostatic Mixing Valves | 1-y | #AST1463 |  | CRPP | CRPP | PR1 | 1 | MA12-FRANCO 2 | Main Accommodation 12 (Franco 2) | GR | Ground | MA12-241 | Cell 41 | HYD | Hydraulics | 1 | CRPP-1-MA12-G-HYD-24 | 014126 | Enware water supply management system | 7.0 | Hydraulic Services | 28.0 | Thermostatic Mixing Valves | Enware |  |  | Benton's Plumbing Supplies | 1 |  |  |  |  | N | No | 2023-04-01 | 2022-09-05 | CDC Plumbing & Drainage | Kira Jackson
Enware Water Supply Management System: Thermostatic Mixing Valves | 1-y | #AST1464 |  | CRPP | CRPP | PR1 | 1 | MA12-FRANCO 2 | Main Accommodation 12 (Franco 2) | GR | Ground | MA12-242 | Cell 42 | HYD | Hydraulics | 1 | CRPP-1-MA12-G-HYD-25 | 014127 | Enware water supply management system | 7.0 | Hydraulic Services | 28.0 | Thermostatic Mixing Valves | Enware |  |  | Benton's Plumbing Supplies | 1 |  |  |  |  | N | No | 2023-04-01 | 2022-09-05 | CDC Plumbing & Drainage | Kira Jackson
Enware Water Supply Management System: Thermostatic Mixing Valves | 1-y | #AST1465 |  | CRPP | CRPP | PR1 | 1 | MA12-FRANCO 2 | Main Accommodation 12 (Franco 2) | GR | Ground | MA12-243 | Cell 43 | HYD | Hydraulics | 1 | CRPP-1-MA12-G-HYD-26 | 014128 | Enware water supply management system | 7.0 | Hydraulic Services | 28.0 | Thermostatic Mixing Valves | Enware |  |  | Benton's Plumbing Supplies | 1 |  |  |  |  | N | No | 2023-04-01 | 2022-09-05 | CDC Plumbing & Drainage | Kira Jackson
Enware Water Supply Management System: Thermostatic Mixing Valves | 1-y | #AST1466 |  | CRPP | CRPP | PR1 | 1 | MA12-FRANCO 2 | Main Accommodation 12 (Franco 2) | GR | Ground | MA12-244 | Cell 44 | HYD | Hydraulics | 1 | CRPP-1-MA12-G-HYD-27 | 014129 | Enware water supply management system | 7.0 | Hydraulic Services | 28.0 | Thermostatic Mixing Valves | Enware |  |  | Benton's Plumbing Supplies | 1 |  |  |  |  | N | No | 2023-04-01 | 2022-09-05 | CDC Plumbing & Drainage | Kira Jackson
Enware Water Supply Management System: Thermostatic Mixing Valves | 1-y | #AST1467 |  | CRPP | CRPP | PR1 | 1 | MA12-FRANCO 2 | Main Accommodation 12 (Franco 2) | GR | Ground | MA12-245 | Cell 45 | HYD | Hydraulics | 1 | CRPP-1-MA12-G-HYD-28 | 014130 | Enware water supply management system | 7.0 | Hydraulic Services | 28.0 | Thermostatic Mixing Valves | Enware |  |  | Benton's Plumbing Supplies | 1 |  |  |  |  | N | No | 2023-04-01 | 2022-09-05 | CDC Plumbing & Drainage | Kira Jackson
Enware Water Supply Management System: Thermostatic Mixing Valves | 1-y | #AST1468 |  | CRPP | CRPP | PR1 | 1 | MA12-FRANCO 2 | Main Accommodation 12 (Franco 2) | GR | Ground | MA12-246 | Cell 46 | HYD | Hydraulics | 1 | CRPP-1-MA12-G-HYD-29 | 014131 | Enware water supply management system | 7.0 | Hydraulic Services | 28.0 | Thermostatic Mixing Valves | Enware |  |  | Benton's Plumbing Supplies | 1 |  |  |  |  | N | No | 2023-04-01 | 2022-09-05 | CDC Plumbing & Drainage | Kira Jackson
Enware Water Supply Management System: Thermostatic Mixing Valves | 1-y | #AST1469 |  | CRPP | CRPP | PR1 | 1 | MA12-FRANCO 2 | Main Accommodation 12 (Franco 2) | GR | Ground | MA12-247 | Cell 47 | HYD | Hydraulics | 1 | CRPP-1-MA12-G-HYD-30 | 014132 | Enware water supply management system | 7.0 | Hydraulic Services | 28.0 | Thermostatic Mixing Valves | Enware |  |  | Benton's Plumbing Supplies | 1 |  |  |  |  | N | No | 2023-04-01 | 2022-09-05 | CDC Plumbing & Drainage | Kira Jackson
Enware Water Supply Management System: Thermostatic Mixing Valves | 1-y | #AST1470 |  | CRPP | CRPP | PR1 | 1 | MA12-FRANCO 2 | Main Accommodation 12 (Franco 2) | GR | Ground | MA12-248 | Cell 48 | HYD | Hydraulics | 1 | CRPP-1-MA12-G-HYD-31 | 014133 | Enware water supply management system | 7.0 | Hydraulic Services | 28.0 | Thermostatic Mixing Valves | Enware |  |  | Benton's Plumbing Supplies | 1 |  |  |  |  | N | No | 2023-04-01 | 2022-09-05 | CDC Plumbing & Drainage | Kira Jackson
Enware Water Supply Management System: Thermostatic Mixing Valves | 1-y | #AST1471 |  | CRPP | CRPP | PR1 | 1 | MA12-FRANCO 2 | Main Accommodation 12 (Franco 2) | GR | Ground | MA12-249 | Cell 49 | HYD | Hydraulics | 1 | CRPP-1-MA12-G-HYD-32 | 014134 | Enware water supply management system | 7.0 | Hydraulic Services | 28.0 | Thermostatic Mixing Valves | Enware |  |  | Benton's Plumbing Supplies | 1 |  |  |  |  | N | No | 2023-04-01 | 2022-09-05 | CDC Plumbing & Drainage | Kira Jackson
Enware Water Supply Management System: Thermostatic Mixing Valves | 1-y | #AST1472 |  | CRPP | CRPP | PR1 | 1 | MA12-FRANCO 2 | Main Accommodation 12 (Franco 2) | GR | Ground | MA12-250 | Cell 50 | HYD | Hydraulics | 1 | CRPP-1-MA12-G-HYD-33 | 014135 | Enware water supply management system | 7.0 | Hydraulic Services | 28.0 | Thermostatic Mixing Valves | Enware |  |  | Benton's Plumbing Supplies | 1 |  |  |  |  | N | No | 2023-04-01 | 2022-09-05 | CDC Plumbing & Drainage | Kira Jackson
Enware Water Supply Management System: Thermostatic Mixing Valves | 1-y | #AST1473 |  | CRPP | CRPP | PR1 | 1 | MA12-FRANCO 2 | Main Accommodation 12 (Franco 2) | GR | Ground | MA12-251 | Cell 51 | HYD | Hydraulics | 1 | CRPP-1-MA12-G-HYD-34 | 014136 | Enware water supply management system | 7.0 | Hydraulic Services | 28.0 | Thermostatic Mixing Valves | Enware |  |  | Benton's Plumbing Supplies | 1 |  |  |  |  | N | No | 2023-04-01 | 2022-09-05 | CDC Plumbing & Drainage | Kira Jackson
Enware Water Supply Management System: Thermostatic Mixing Valves | 1-y | #AST1474 |  | CRPP | CRPP | PR1 | 1 | MA12-FRANCO 2 | Main Accommodation 12 (Franco 2) | GR | Ground | MA12-252 | Cell 52 | HYD | Hydraulics | 1 | CRPP-1-MA12-G-HYD-35 | 014137 | Enware water supply management system | 7.0 | Hydraulic Services | 28.0 | Thermostatic Mixing Valves | Enware |  |  | Benton's Plumbing Supplies | 1 |  |  |  |  | N | No | 2023-04-01 | 2022-09-05 | CDC Plumbing & Drainage | Kira Jackson
Enware Water Supply Management System: Thermostatic Mixing Valves | 1-y | #AST1475 |  | CRPP | CRPP | PR1 | 1 | MA12-FRANCO 2 | Main Accommodation 12 (Franco 2) | GR | Ground | MA12-253 | Cell 53 | HYD | Hydraulics | 1 | CRPP-1-MA12-G-HYD-36 | 014138 | Enware water supply management system | 7.0 | Hydraulic Services | 28.0 | Thermostatic Mixing Valves | Enware |  |  | Benton's Plumbing Supplies | 1 |  |  |  |  | N | No | 2023-04-01 | 2022-09-05 | CDC Plumbing & Drainage | Kira Jackson
Enware Water Supply Management System: Thermostatic Mixing Valves | 1-y | #AST1476 |  | CRPP | CRPP | PR1 | 1 | MA12-FRANCO 2 | Main Accommodation 12 (Franco 2) | GR | Ground | MA12-254 | Cell 54 | HYD | Hydraulics | 1 | CRPP-1-MA12-G-HYD-37 | 014139 | Enware water supply management system | 7.0 | Hydraulic Services | 28.0 | Thermostatic Mixing Valves | Enware |  |  | Benton's Plumbing Supplies | 1 |  |  |  |  | N | No | 2023-04-01 | 2022-09-05 | CDC Plumbing & Drainage | Kira Jackson
Enware Water Supply Management System: Thermostatic Mixing Valves | 1-y | #AST1477 |  | CRPP | CRPP | PR1 | 1 | MA12-FRANCO 2 | Main Accommodation 12 (Franco 2) | L1 | Level 01 | MA12-255 | Double Cell 55 | HYD | Hydraulics | 1 | CRPP-1-MA12-L1-HYD-23 | 014141 | Enware water supply management system | 7.0 | Hydraulic Services | 28.0 | Thermostatic Mixing Valves | Enware |  |  | Benton's Plumbing Supplies | 1 |  |  |  |  | N | No | 2023-04-01 | 2022-09-05 | CDC Plumbing & Drainage | Kira Jackson
Enware Water Supply Management System: Thermostatic Mixing Valves | 1-y | #AST1478 |  | CRPP | CRPP | PR1 | 1 | MA12-FRANCO 2 | Main Accommodation 12 (Franco 2) | L1 | Level 01 | MA12-256 | Double Cell 56 | HYD | Hydraulics | 1 | CRPP-1-MA12-L1-HYD-24 | 014142 | Enware water supply management system | 7.0 | Hydraulic Services | 28.0 | Thermostatic Mixing Valves | Enware |  |  | Benton's Plumbing Supplies | 1 |  |  |  |  | N | No | 2023-04-01 | 2022-09-05 | CDC Plumbing & Drainage | Kira Jackson
Enware Water Supply Management System: Thermostatic Mixing Valves | 1-y | #AST1479 |  | CRPP | CRPP | PR1 | 1 | MA12-FRANCO 2 | Main Accommodation 12 (Franco 2) | L1 | Level 01 | MA12-257 | Cell 57 | HYD | Hydraulics | 1 | CRPP-1-MA12-L1-HYD-25 | 014143 | Enware water supply management system | 7.0 | Hydraulic Services | 28.0 | Thermostatic Mixing Valves | Enware |  |  | Benton's Plumbing Supplies | 1 |  |  |  |  | N | No | 2023-04-01 | 2022-09-05 | CDC Plumbing & Drainage | Kira Jackson
Enware Water Supply Management System: Thermostatic Mixing Valves | 1-y | #AST1480 |  | CRPP | CRPP | PR1 | 1 | MA12-FRANCO 2 | Main Accommodation 12 (Franco 2) | L1 | Level 01 | MA12-258 | Cell 58 | HYD | Hydraulics | 1 | CRPP-1-MA12-L1-HYD-26 | 014144 | Enware water supply management system | 7.0 | Hydraulic Services | 28.0 | Thermostatic Mixing Valves | Enware |  |  | Benton's Plumbing Supplies | 1 |  |  |  |  | N | No | 2023-04-01 | 2022-09-05 | CDC Plumbing & Drainage | Kira Jackson
Enware Water Supply Management System: Thermostatic Mixing Valves | 1-y | #AST1481 |  | CRPP | CRPP | PR1 | 1 | MA12-FRANCO 2 | Main Accommodation 12 (Franco 2) | L1 | Level 01 | MA12-259 | Cell 59 | HYD | Hydraulics | 1 | CRPP-1-MA12-L1-HYD-27 | 014145 | Enware water supply management system | 7.0 | Hydraulic Services | 28.0 | Thermostatic Mixing Valves | Enware |  |  | Benton's Plumbing Supplies | 1 |  |  |  |  | N | No | 2023-04-01 | 2022-09-05 | CDC Plumbing & Drainage | Kira Jackson
Enware Water Supply Management System: Thermostatic Mixing Valves | 1-y | #AST1482 |  | CRPP | CRPP | PR1 | 1 | MA12-FRANCO 2 | Main Accommodation 12 (Franco 2) | L1 | Level 01 | MA12-260 | Cell 60 | HYD | Hydraulics | 1 | CRPP-1-MA12-L1-HYD-28 | 014146 | Enware water supply management system | 7.0 | Hydraulic Services | 28.0 | Thermostatic Mixing Valves | Enware |  |  | Benton's Plumbing Supplies | 1 |  |  |  |  | N | No | 2023-04-01 | 2022-09-05 | CDC Plumbing & Drainage | Kira Jackson
Enware Water Supply Management System: Thermostatic Mixing Valves | 1-y | #AST1483 |  | CRPP | CRPP | PR1 | 1 | MA12-FRANCO 2 | Main Accommodation 12 (Franco 2) | L1 | Level 01 | MA12-261 | Cell 61 | HYD | Hydraulics | 1 | CRPP-1-MA12-L1-HYD-29 | 014147 | Enware water supply management system | 7.0 | Hydraulic Services | 28.0 | Thermostatic Mixing Valves | Enware |  |  | Benton's Plumbing Supplies | 1 |  |  |  |  | N | No | 2023-04-01 | 2022-09-05 | CDC Plumbing & Drainage | Kira Jackson
Enware Water Supply Management System: Thermostatic Mixing Valves | 1-y | #AST1484 |  | CRPP | CRPP | PR1 | 1 | MA12-FRANCO 2 | Main Accommodation 12 (Franco 2) | L1 | Level 01 | MA12-262 | Cell 62 | HYD | Hydraulics | 1 | CRPP-1-MA12-L1-HYD-30 | 014148 | Enware water supply management system | 7.0 | Hydraulic Services | 28.0 | Thermostatic Mixing Valves | Enware |  |  | Benton's Plumbing Supplies | 1 |  |  |  |  | N | No | 2023-04-01 | 2022-09-05 | CDC Plumbing & Drainage | Kira Jackson
Enware Water Supply Management System: Thermostatic Mixing Valves | 1-y | #AST1485 |  | CRPP | CRPP | PR1 | 1 | MA12-FRANCO 2 | Main Accommodation 12 (Franco 2) | L1 | Level 01 | MA12-263 | Cell 63 | HYD | Hydraulics | 1 | CRPP-1-MA12-L1-HYD-31 | 014149 | Enware water supply management system | 7.0 | Hydraulic Services | 28.0 | Thermostatic Mixing Valves | Enware |  |  | Benton's Plumbing Supplies | 1 |  |  |  |  | N | No | 2023-04-01 | 2022-09-05 | CDC Plumbing & Drainage | Kira Jackson
Enware Water Supply Management System: Thermostatic Mixing Valves | 1-y | #AST1486 |  | CRPP | CRPP | PR1 | 1 | MA12-FRANCO 2 | Main Accommodation 12 (Franco 2) | L1 | Level 01 | MA12-264 | Cell 64 | HYD | Hydraulics | 1 | CRPP-1-MA12-L1-HYD-32 | 014150 | Enware water supply management system | 7.0 | Hydraulic Services | 28.0 | Thermostatic Mixing Valves | Enware |  |  | Benton's Plumbing Supplies | 1 |  |  |  |  | N | No | 2023-04-01 | 2022-09-05 | CDC Plumbing & Drainage | Kira Jackson
Enware Water Supply Management System: Thermostatic Mixing Valves | 1-y | #AST1487 |  | CRPP | CRPP | PR1 | 1 | MA12-FRANCO 2 | Main Accommodation 12 (Franco 2) | L1 | Level 01 | MA12-265 | Cell 65 | HYD | Hydraulics | 1 | CRPP-1-MA12-L1-HYD-33 | 014151 | Enware water supply management system | 7.0 | Hydraulic Services | 28.0 | Thermostatic Mixing Valves | Enware |  |  | Benton's Plumbing Supplies | 1 |  |  |  |  | N | No | 2023-04-01 | 2022-09-05 | CDC Plumbing & Drainage | Kira Jackson
Enware Water Supply Management System: Thermostatic Mixing Valves | 1-y | #AST1488 |  | CRPP | CRPP | PR1 | 1 | MA12-FRANCO 2 | Main Accommodation 12 (Franco 2) | L1 | Level 01 | MA12-266 | Cell 66 | HYD | Hydraulics | 1 | CRPP-1-MA12-L1-HYD-34 | 014152 | Enware water supply management system | 7.0 | Hydraulic Services | 28.0 | Thermostatic Mixing Valves | Enware |  |  | Benton's Plumbing Supplies | 1 |  |  |  |  | N | No | 2023-04-01 | 2022-09-05 | CDC Plumbing & Drainage | Kira Jackson
Enware Water Supply Management System: Thermostatic Mixing Valves | 1-y | #AST1489 |  | CRPP | CRPP | PR1 | 1 | MA12-FRANCO 2 | Main Accommodation 12 (Franco 2) | L1 | Level 01 | MA12-267 | Cell 67 | HYD | Hydraulics | 1 | CRPP-1-MA12-L1-HYD-35 | 014153 | Enware water supply management system | 7.0 | Hydraulic Services | 28.0 | Thermostatic Mixing Valves | Enware |  |  | Benton's Plumbing Supplies | 1 |  |  |  |  | N | No | 2023-04-01 | 2022-09-05 | CDC Plumbing & Drainage | Kira Jackson
Enware Water Supply Management System: Thermostatic Mixing Valves | 1-y | #AST1490 |  | CRPP | CRPP | PR1 | 1 | MA12-FRANCO 2 | Main Accommodation 12 (Franco 2) | L1 | Level 01 | MA12-268 | Cell 68 | HYD | Hydraulics | 1 | CRPP-1-MA12-L1-HYD-36 | 014154 | Enware water supply management system | 7.0 | Hydraulic Services | 28.0 | Thermostatic Mixing Valves | Enware |  |  | Benton's Plumbing Supplies | 1 |  |  |  |  | N | No | 2023-04-01 | 2022-09-05 | CDC Plumbing & Drainage | Kira Jackson
Enware Water Supply Management System: Thermostatic Mixing Valves | 1-y | #AST1491 |  | CRPP | CRPP | PR1 | 1 | MA12-FRANCO 2 | Main Accommodation 12 (Franco 2) | L1 | Level 01 | MA12-269 | Cell 69 | HYD | Hydraulics | 1 | CRPP-1-MA12-L1-HYD-37 | 014155 | Enware water supply management system | 7.0 | Hydraulic Services | 28.0 | Thermostatic Mixing Valves | Enware |  |  | Benton's Plumbing Supplies | 1 |  |  |  |  | N | No | 2023-04-01 | 2022-09-05 | CDC Plumbing & Drainage | Kira Jackson
Enware Water Supply Management System: Thermostatic Mixing Valves | 1-y | #AST1492 |  | CRPP | CRPP | PR1 | 1 | MA12-FRANCO 2 | Main Accommodation 12 (Franco 2) | L1 | Level 01 | MA12-270 | Cell 70 | HYD | Hydraulics | 1 | CRPP-1-MA12-L1-HYD-38 | 014156 | Enware water supply management system | 7.0 | Hydraulic Services | 28.0 | Thermostatic Mixing Valves | Enware |  |  | Benton's Plumbing Supplies | 1 |  |  |  |  | N | No | 2023-04-01 | 2022-09-05 | CDC Plumbing & Drainage | Kira Jackson
Enware Water Supply Management System: Thermostatic Mixing Valves | 1-y | #AST1493 |  | CRPP | CRPP | PR1 | 1 | MA12-FRANCO 2 | Main Accommodation 12 (Franco 2) | L1 | Level 01 | MA12-271 | Cell 71 | HYD | Hydraulics | 1 | CRPP-1-MA12-L1-HYD-39 | 014157 | Enware water supply management system | 7.0 | Hydraulic Services | 28.0 | Thermostatic Mixing Valves | Enware |  |  | Benton's Plumbing Supplies | 1 |  |  |  |  | N | No | 2023-04-01 | 2022-09-05 | CDC Plumbing & Drainage | Kira Jackson
Enware Water Supply Management System: Thermostatic Mixing Valves | 1-y | #AST1494 |  | CRPP | CRPP | PR1 | 1 | MA12-FRANCO 2 | Main Accommodation 12 (Franco 2) | L1 | Level 01 | MA12-272 | Cell 72 | HYD | Hydraulics | 1 | CRPP-1-MA12-L1-HYD-40 | 014158 | Enware water supply management system | 7.0 | Hydraulic Services | 28.0 | Thermostatic Mixing Valves | Enware |  |  | Benton's Plumbing Supplies | 1 |  |  |  |  | N | No | 2023-04-01 | 2022-09-05 | CDC Plumbing & Drainage | Kira Jackson
Enware Water Supply Management System: Thermostatic Mixing Valves | 1-y | #AST1506 |  | CRPP | CRPP | PR1 | 1 | MA13-GALVIN 1 | Main Accommodation 13 (Galvin 1) | GR | Ground | MA13-201 | Cell 1 | HYD | Hydraulics | 1 | CRPP-1-MA13-G-HYD-02 | 013660 | Enware water supply management system | 7.0 | Hydraulic Services | 28.0 | Thermostatic Mixing Valves | Enware |  |  | Benton's Plumbing Supplies | 1 |  |  |  |  | N | No | 2023-04-01 | 2022-09-05 | CDC Plumbing & Drainage | Kira Jackson
Enware Water Supply Management System: Thermostatic Mixing Valves | 1-y | #AST1507 |  | CRPP | CRPP | PR1 | 1 | MA13-GALVIN 1 | Main Accommodation 13 (Galvin 1) | GR | Ground | MA13-202 | Cell 2 | HYD | Hydraulics | 1 | CRPP-1-MA13-G-HYD-03 | 013661 | Enware water supply management system | 7.0 | Hydraulic Services | 28.0 | Thermostatic Mixing Valves | Enware |  |  | Benton's Plumbing Supplies | 1 |  |  |  |  | N | No | 2023-04-01 | 2022-09-05 | CDC Plumbing & Drainage | Kira Jackson
Enware Water Supply Management System: Thermostatic Mixing Valves | 1-y | #AST1508 |  | CRPP | CRPP | PR1 | 1 | MA13-GALVIN 1 | Main Accommodation 13 (Galvin 1) | GR | Ground | MA13-203 | Cell 3 | HYD | Hydraulics | 1 | CRPP-1-MA13-G-HYD-04 | 013662 | Enware water supply management system | 7.0 | Hydraulic Services | 28.0 | Thermostatic Mixing Valves | Enware |  |  | Benton's Plumbing Supplies | 1 |  |  |  |  | N | No | 2023-04-01 | 2022-09-05 | CDC Plumbing & Drainage | Kira Jackson
Enware Water Supply Management System: Thermostatic Mixing Valves | 1-y | #AST1509 |  | CRPP | CRPP | PR1 | 1 | MA13-GALVIN 1 | Main Accommodation 13 (Galvin 1) | GR | Ground | MA13-204 | Cell 4 | HYD | Hydraulics | 1 | CRPP-1-MA13-G-HYD-05 | 013663 | Enware water supply management system | 7.0 | Hydraulic Services | 28.0 | Thermostatic Mixing Valves | Enware |  |  | Benton's Plumbing Supplies | 1 |  |  |  |  | N | No | 2023-04-01 | 2022-09-05 | CDC Plumbing & Drainage | Kira Jackson
Enware Water Supply Management System: Thermostatic Mixing Valves | 1-y | #AST1510 |  | CRPP | CRPP | PR1 | 1 | MA13-GALVIN 1 | Main Accommodation 13 (Galvin 1) | GR | Ground | MA13-205 | Cell 5 | HYD | Hydraulics | 1 | CRPP-1-MA13-G-HYD-06 | 013664 | Enware water supply management system | 7.0 | Hydraulic Services | 28.0 | Thermostatic Mixing Valves | Enware |  |  | Benton's Plumbing Supplies | 1 |  |  |  |  | N | No | 2023-04-01 | 2022-09-05 | CDC Plumbing & Drainage | Kira Jackson
Enware Water Supply Management System: Thermostatic Mixing Valves | 1-y | #AST1511 |  | CRPP | CRPP | PR1 | 1 | MA13-GALVIN 1 | Main Accommodation 13 (Galvin 1) | GR | Ground | MA13-206 | Cell 6 | HYD | Hydraulics | 1 | CRPP-1-MA13-G-HYD-07 | 013665 | Enware water supply management system | 7.0 | Hydraulic Services | 28.0 | Thermostatic Mixing Valves | Enware |  |  | Benton's Plumbing Supplies | 1 |  |  |  |  | N | No | 2023-04-01 | 2022-09-05 | CDC Plumbing & Drainage | Kira Jackson
Enware Water Supply Management System: Thermostatic Mixing Valves | 1-y | #AST1512 |  | CRPP | CRPP | PR1 | 1 | MA13-GALVIN 1 | Main Accommodation 13 (Galvin 1) | GR | Ground | MA13-207 | Cell 7 | HYD | Hydraulics | 1 | CRPP-1-MA13-G-HYD-08 | 013666 | Enware water supply management system | 7.0 | Hydraulic Services | 28.0 | Thermostatic Mixing Valves | Enware |  |  | Benton's Plumbing Supplies | 1 |  |  |  |  | N | No | 2023-04-01 | 2022-09-05 | CDC Plumbing & Drainage | Kira Jackson
Enware Water Supply Management System: Thermostatic Mixing Valves | 1-y | #AST1513 |  | CRPP | CRPP | PR1 | 1 | MA13-GALVIN 1 | Main Accommodation 13 (Galvin 1) | GR | Ground | MA13-208 | Cell 8 | HYD | Hydraulics | 1 | CRPP-1-MA13-G-HYD-09 | 013667 | Enware water supply management system | 7.0 | Hydraulic Services | 28.0 | Thermostatic Mixing Valves | Enware |  |  | Benton's Plumbing Supplies | 1 |  |  |  |  | N | No | 2023-04-01 | 2022-09-05 | CDC Plumbing & Drainage | Kira Jackson
Enware Water Supply Management System: Thermostatic Mixing Valves | 1-y | #AST1514 |  | CRPP | CRPP | PR1 | 1 | MA13-GALVIN 1 | Main Accommodation 13 (Galvin 1) | GR | Ground | MA13-209 | Cell 9 | HYD | Hydraulics | 1 | CRPP-1-MA13-G-HYD-10 | 013668 | Enware water supply management system | 7.0 | Hydraulic Services | 28.0 | Thermostatic Mixing Valves | Enware |  |  | Benton's Plumbing Supplies | 1 |  |  |  |  | N | No | 2023-04-01 | 2022-09-05 | CDC Plumbing & Drainage | Kira Jackson
Enware Water Supply Management System: Thermostatic Mixing Valves | 1-y | #AST1515 |  | CRPP | CRPP | PR1 | 1 | MA13-GALVIN 1 | Main Accommodation 13 (Galvin 1) | GR | Ground | MA13-210 | Cell 10 | HYD | Hydraulics | 1 | CRPP-1-MA13-G-HYD-11 | 013669 | Enware water supply management system | 7.0 | Hydraulic Services | 28.0 | Thermostatic Mixing Valves | Enware |  |  | Benton's Plumbing Supplies | 1 |  |  |  |  | N | No | 2023-04-01 | 2022-09-05 | CDC Plumbing & Drainage | Kira Jackson
Enware Water Supply Management System: Thermostatic Mixing Valves | 1-y | #AST1516 |  | CRPP | CRPP | PR1 | 1 | MA13-GALVIN 1 | Main Accommodation 13 (Galvin 1) | GR | Ground | MA13-211 | Cell 11 | HYD | Hydraulics | 1 | CRPP-1-MA13-G-HYD-12 | 013670 | Enware water supply management system | 7.0 | Hydraulic Services | 28.0 | Thermostatic Mixing Valves | Enware |  |  | Benton's Plumbing Supplies | 1 |  |  |  |  | N | No | 2023-04-01 | 2022-09-05 | CDC Plumbing & Drainage | Kira Jackson
Enware Water Supply Management System: Thermostatic Mixing Valves | 1-y | #AST1517 |  | CRPP | CRPP | PR1 | 1 | MA13-GALVIN 1 | Main Accommodation 13 (Galvin 1) | GR | Ground | MA13-212 | Cell 12 | HYD | Hydraulics | 1 | CRPP-1-MA13-G-HYD-13 | 013671 | Enware water supply management system | 7.0 | Hydraulic Services | 28.0 | Thermostatic Mixing Valves | Enware |  |  | Benton's Plumbing Supplies | 1 |  |  |  |  | N | No | 2023-04-01 | 2022-09-05 | CDC Plumbing & Drainage | Kira Jackson
Enware Water Supply Management System: Thermostatic Mixing Valves | 1-y | #AST1518 |  | CRPP | CRPP | PR1 | 1 | MA13-GALVIN 1 | Main Accommodation 13 (Galvin 1) | GR | Ground | MA13-213 | Cell 13 | HYD | Hydraulics | 1 | CRPP-1-MA13-G-HYD-14 | 013672 | Enware water supply management system | 7.0 | Hydraulic Services | 28.0 | Thermostatic Mixing Valves | Enware |  |  | Benton's Plumbing Supplies | 1 |  |  |  |  | N | No | 2023-04-01 | 2022-09-05 | CDC Plumbing & Drainage | Kira Jackson
Enware Water Supply Management System: Thermostatic Mixing Valves | 1-y | #AST1519 |  | CRPP | CRPP | PR1 | 1 | MA13-GALVIN 1 | Main Accommodation 13 (Galvin 1) | GR | Ground | MA13-214 | Cell 14 | HYD | Hydraulics | 1 | CRPP-1-MA13-G-HYD-15 | 013673 | Enware water supply management system | 7.0 | Hydraulic Services | 28.0 | Thermostatic Mixing Valves | Enware |  |  | Benton's Plumbing Supplies | 1 |  |  |  |  | N | No | 2023-04-01 | 2022-09-05 | CDC Plumbing & Drainage | Kira Jackson
Enware Water Supply Management System: Thermostatic Mixing Valves | 1-y | #AST1520 |  | CRPP | CRPP | PR1 | 1 | MA13-GALVIN 1 | Main Accommodation 13 (Galvin 1) | GR | Ground | MA13-215 | Cell 15 | HYD | Hydraulics | 1 | CRPP-1-MA13-G-HYD-16 | 013674 | Enware water supply management system | 7.0 | Hydraulic Services | 28.0 | Thermostatic Mixing Valves | Enware |  |  | Benton's Plumbing Supplies | 1 |  |  |  |  | N | No | 2023-04-01 | 2022-09-05 | CDC Plumbing & Drainage | Kira Jackson
Enware Water Supply Management System: Thermostatic Mixing Valves | 1-y | #AST1521 |  | CRPP | CRPP | PR1 | 1 | MA13-GALVIN 1 | Main Accommodation 13 (Galvin 1) | GR | Ground | MA13-216 | Cell 16 | HYD | Hydraulics | 1 | CRPP-1-MA13-G-HYD-17 | 013675 | Enware water supply management system | 7.0 | Hydraulic Services | 28.0 | Thermostatic Mixing Valves | Enware |  |  | Benton's Plumbing Supplies | 1 |  |  |  |  | N | No | 2023-04-01 | 2022-09-05 | CDC Plumbing & Drainage | Kira Jackson
Enware Water Supply Management System: Thermostatic Mixing Valves | 1-y | #AST1522 |  | CRPP | CRPP | PR1 | 1 | MA13-GALVIN 1 | Main Accommodation 13 (Galvin 1) | GR | Ground | MA13-217 | Double Cell 17 | HYD | Hydraulics | 1 | CRPP-1-MA13-G-HYD-18 | 013676 | Enware water supply management system | 7.0 | Hydraulic Services | 28.0 | Thermostatic Mixing Valves | Enware |  |  | Benton's Plumbing Supplies | 1 |  |  |  |  | N | No | 2023-04-01 | 2022-09-05 | CDC Plumbing & Drainage | Kira Jackson
Enware Water Supply Management System: Thermostatic Mixing Valves | 1-y | #AST1523 |  | CRPP | CRPP | PR1 | 1 | MA13-GALVIN 1 | Main Accommodation 13 (Galvin 1) | GR | Ground | MA13-218 | Cell 18 (Acc) | HYD | Hydraulics | 1 | CRPP-1-MA13-G-HYD-19 | 013677 | Enware water supply management system | 7.0 | Hydraulic Services | 28.0 | Thermostatic Mixing Valves | Enware |  |  | Benton's Plumbing Supplies | 1 |  |  |  |  | N | No | 2023-04-01 | 2022-09-05 | CDC Plumbing & Drainage | Kira Jackson
Enware Water Supply Management System: Thermostatic Mixing Valves | 1-y | #AST1524 |  | CRPP | CRPP | PR1 | 1 | MA13-GALVIN 1 | Main Accommodation 13 (Galvin 1) | L1 | Level 01 | MA13-219 | Cell 19 | HYD | Hydraulics | 1 | CRPP-1-MA13-L1-HYD-05 | 013744 | Enware water supply management system | 7.0 | Hydraulic Services | 28.0 | Thermostatic Mixing Valves | Enware |  |  | Benton's Plumbing Supplies | 1 |  |  |  |  | N | No | 2023-04-01 | 2022-09-05 | CDC Plumbing & Drainage | Kira Jackson
Enware Water Supply Management System: Thermostatic Mixing Valves | 1-y | #AST1525 |  | CRPP | CRPP | PR1 | 1 | MA13-GALVIN 1 | Main Accommodation 13 (Galvin 1) | L1 | Level 01 | MA13-220 | Cell 20 | HYD | Hydraulics | 1 | CRPP-1-MA13-L1-HYD-06 | 013745 | Enware water supply management system | 7.0 | Hydraulic Services | 28.0 | Thermostatic Mixing Valves | Enware |  |  | Benton's Plumbing Supplies | 1 |  |  |  |  | N | No | 2023-04-01 | 2022-09-05 | CDC Plumbing & Drainage | Kira Jackson
Enware Water Supply Management System: Thermostatic Mixing Valves | 1-y | #AST1526 |  | CRPP | CRPP | PR1 | 1 | MA13-GALVIN 1 | Main Accommodation 13 (Galvin 1) | L1 | Level 01 | MA13-221 | Cell 21 | HYD | Hydraulics | 1 | CRPP-1-MA13-L1-HYD-07 | 013736 | Enware water supply management system | 7.0 | Hydraulic Services | 28.0 | Thermostatic Mixing Valves | Enware |  |  | Benton's Plumbing Supplies | 1 |  |  |  |  | N | No | 2023-04-01 | 2022-09-05 | CDC Plumbing & Drainage | Kira Jackson
Enware Water Supply Management System: Thermostatic Mixing Valves | 1-y | #AST1527 |  | CRPP | CRPP | PR1 | 1 | MA13-GALVIN 1 | Main Accommodation 13 (Galvin 1) | L1 | Level 01 | MA13-222 | Cell 22 | HYD | Hydraulics | 1 | CRPP-1-MA13-L1-HYD-08 | 013737 | Enware water supply management system | 7.0 | Hydraulic Services | 28.0 | Thermostatic Mixing Valves | Enware |  |  | Benton's Plumbing Supplies | 1 |  |  |  |  | N | No | 2023-04-01 | 2022-09-05 | CDC Plumbing & Drainage | Kira Jackson
Enware Water Supply Management System: Thermostatic Mixing Valves | 1-y | #AST1528 |  | CRPP | CRPP | PR1 | 1 | MA13-GALVIN 1 | Main Accommodation 13 (Galvin 1) | L1 | Level 01 | MA13-223 | Cell 23 | HYD | Hydraulics | 1 | CRPP-1-MA13-L1-HYD-09 | 013738 | Enware water supply management system | 7.0 | Hydraulic Services | 28.0 | Thermostatic Mixing Valves | Enware |  |  | Benton's Plumbing Supplies | 1 |  |  |  |  | N | No | 2023-04-01 | 2022-09-05 | CDC Plumbing & Drainage | Kira Jackson
Enware Water Supply Management System: Thermostatic Mixing Valves | 1-y | #AST1529 |  | CRPP | CRPP | PR1 | 1 | MA13-GALVIN 1 | Main Accommodation 13 (Galvin 1) | L1 | Level 01 | MA13-224 | Cell 24 | HYD | Hydraulics | 1 | CRPP-1-MA13-L1-HYD-10 | 013739 | Enware water supply management system | 7.0 | Hydraulic Services | 28.0 | Thermostatic Mixing Valves | Enware |  |  | Benton's Plumbing Supplies | 1 |  |  |  |  | N | No | 2023-04-01 | 2022-09-05 | CDC Plumbing & Drainage | Kira Jackson
Enware Water Supply Management System: Thermostatic Mixing Valves | 1-y | #AST1530 |  | CRPP | CRPP | PR1 | 1 | MA13-GALVIN 1 | Main Accommodation 13 (Galvin 1) | L1 | Level 01 | MA13-225 | Cell 25 | HYD | Hydraulics | 1 | CRPP-1-MA13-L1-HYD-11 | 013740 | Enware water supply management system | 7.0 | Hydraulic Services | 28.0 | Thermostatic Mixing Valves | Enware |  |  | Benton's Plumbing Supplies | 1 |  |  |  |  | N | No | 2023-04-01 | 2022-09-05 | CDC Plumbing & Drainage | Kira Jackson
Enware Water Supply Management System: Thermostatic Mixing Valves | 1-y | #AST1531 |  | CRPP | CRPP | PR1 | 1 | MA13-GALVIN 1 | Main Accommodation 13 (Galvin 1) | L1 | Level 01 | MA13-226 | Cell 26 | HYD | Hydraulics | 1 | CRPP-1-MA13-L1-HYD-12 | 013741 | Enware water supply management system | 7.0 | Hydraulic Services | 28.0 | Thermostatic Mixing Valves | Enware |  |  | Benton's Plumbing Supplies | 1 |  |  |  |  | N | No | 2023-04-01 | 2022-09-05 | CDC Plumbing & Drainage | Kira Jackson
Enware Water Supply Management System: Thermostatic Mixing Valves | 1-y | #AST1532 |  | CRPP | CRPP | PR1 | 1 | MA13-GALVIN 1 | Main Accommodation 13 (Galvin 1) | L1 | Level 01 | MA13-227 | Cell 27 | HYD | Hydraulics | 1 | CRPP-1-MA13-L1-HYD-13 | 013742 | Enware water supply management system | 7.0 | Hydraulic Services | 28.0 | Thermostatic Mixing Valves | Enware |  |  | Benton's Plumbing Supplies | 1 |  |  |  |  | N | No | 2023-04-01 | 2022-09-05 | CDC Plumbing & Drainage | Kira Jackson
Enware Water Supply Management System: Thermostatic Mixing Valves | 1-y | #AST1533 |  | CRPP | CRPP | PR1 | 1 | MA13-GALVIN 1 | Main Accommodation 13 (Galvin 1) | L1 | Level 01 | MA13-228 | Cell 28 | HYD | Hydraulics | 1 | CRPP-1-MA13-L1-HYD-14 | 013743 | Enware water supply management system | 7.0 | Hydraulic Services | 28.0 | Thermostatic Mixing Valves | Enware |  |  | Benton's Plumbing Supplies | 1 |  |  |  |  | N | No | 2023-04-01 | 2022-09-05 | CDC Plumbing & Drainage | Kira Jackson
Enware Water Supply Management System: Thermostatic Mixing Valves | 1-y | #AST1534 |  | CRPP | CRPP | PR1 | 1 | MA13-GALVIN 1 | Main Accommodation 13 (Galvin 1) | L1 | Level 01 | MA13-229 | Cell 29 | HYD | Hydraulics | 1 | CRPP-1-MA13-L1-HYD-15 | 013735 | Enware water supply management system | 7.0 | Hydraulic Services | 28.0 | Thermostatic Mixing Valves | Enware |  |  | Benton's Plumbing Supplies | 1 |  |  |  |  | N | No | 2023-04-01 | 2022-09-05 | CDC Plumbing & Drainage | Kira Jackson
Enware Water Supply Management System: Thermostatic Mixing Valves | 1-y | #AST1535 |  | CRPP | CRPP | PR1 | 1 | MA13-GALVIN 1 | Main Accommodation 13 (Galvin 1) | L1 | Level 01 | MA13-230 | Cell 30 | HYD | Hydraulics | 1 | CRPP-1-MA13-L1-HYD-16 | 013734 | Enware water supply management system | 7.0 | Hydraulic Services | 28.0 | Thermostatic Mixing Valves | Enware |  |  | Benton's Plumbing Supplies | 1 |  |  |  |  | N | No | 2023-04-01 | 2022-09-05 | CDC Plumbing & Drainage | Kira Jackson
Enware Water Supply Management System: Thermostatic Mixing Valves | 1-y | #AST1536 |  | CRPP | CRPP | PR1 | 1 | MA13-GALVIN 1 | Main Accommodation 13 (Galvin 1) | L1 | Level 01 | MA13-231 | Cell 31 | HYD | Hydraulics | 1 | CRPP-1-MA13-L1-HYD-17 | 013733 | Enware water supply management system | 7.0 | Hydraulic Services | 28.0 | Thermostatic Mixing Valves | Enware |  |  | Benton's Plumbing Supplies | 1 |  |  |  |  | N | No | 2023-04-01 | 2022-09-05 | CDC Plumbing & Drainage | Kira Jackson
Enware Water Supply Management System: Thermostatic Mixing Valves | 1-y | #AST1537 |  | CRPP | CRPP | PR1 | 1 | MA13-GALVIN 1 | Main Accommodation 13 (Galvin 1) | L1 | Level 01 | MA13-232 | Cell 32 | HYD | Hydraulics | 1 | CRPP-1-MA13-L1-HYD-18 | 013732 | Enware water supply management system | 7.0 | Hydraulic Services | 28.0 | Thermostatic Mixing Valves | Enware |  |  | Benton's Plumbing Supplies | 1 |  |  |  |  | N | No | 2023-04-01 | 2022-09-05 | CDC Plumbing & Drainage | Kira Jackson
Enware Water Supply Management System: Thermostatic Mixing Valves | 1-y | #AST1538 |  | CRPP | CRPP | PR1 | 1 | MA13-GALVIN 1 | Main Accommodation 13 (Galvin 1) | L1 | Level 01 | MA13-233 | Cell 33 | HYD | Hydraulics | 1 | CRPP-1-MA13-L1-HYD-19 | 013731 | Enware water supply management system | 7.0 | Hydraulic Services | 28.0 | Thermostatic Mixing Valves | Enware |  |  | Benton's Plumbing Supplies | 1 |  |  |  |  | N | No | 2023-04-01 | 2022-09-05 | CDC Plumbing & Drainage | Kira Jackson
Enware Water Supply Management System: Thermostatic Mixing Valves | 1-y | #AST1539 |  | CRPP | CRPP | PR1 | 1 | MA13-GALVIN 1 | Main Accommodation 13 (Galvin 1) | L1 | Level 01 | MA13-234 | Cell 34 | HYD | Hydraulics | 1 | CRPP-1-MA13-L1-HYD-20 | 013730 | Enware water supply management system | 7.0 | Hydraulic Services | 28.0 | Thermostatic Mixing Valves | Enware |  |  | Benton's Plumbing Supplies | 1 |  |  |  |  | N | No | 2023-04-01 | 2022-09-05 | CDC Plumbing & Drainage | Kira Jackson
Enware Water Supply Management System: Thermostatic Mixing Valves | 1-y | #AST1540 |  | CRPP | CRPP | PR1 | 1 | MA13-GALVIN 1 | Main Accommodation 13 (Galvin 1) | L1 | Level 01 | MA13-235 | Double Cell 35 | HYD | Hydraulics | 1 | CRPP-1-MA13-L1-HYD-21 | 013729 | Enware water supply management system | 7.0 | Hydraulic Services | 28.0 | Thermostatic Mixing Valves | Enware |  |  | Benton's Plumbing Supplies | 1 |  |  |  |  | N | No | 2023-04-01 | 2022-09-05 | CDC Plumbing & Drainage | Kira Jackson
Enware Water Supply Management System: Thermostatic Mixing Valves | 1-y | #AST1541 |  | CRPP | CRPP | PR1 | 1 | MA13-GALVIN 1 | Main Accommodation 13 (Galvin 1) | L1 | Level 01 | MA13-236 | Double Cell 36 | HYD | Hydraulics | 1 | CRPP-1-MA13-L1-HYD-22 | 013728 | Enware water supply management system | 7.0 | Hydraulic Services | 28.0 | Thermostatic Mixing Valves | Enware |  |  | Benton's Plumbing Supplies | 1 |  |  |  |  | N | No | 2023-04-01 | 2022-09-05 | CDC Plumbing & Drainage | Kira Jackson
Enware Water Supply Management System: Thermostatic Mixing Valves | 1-y | #AST1542 |  | CRPP | CRPP | PR1 | 1 | MA13-GALVIN 1 | Main Accommodation 13 (Galvin 1) | GR | Ground | MA13-237 | Cell 37 (Acc) | HYD | Hydraulics | 1 | CRPP-1-MA13-G-HYD-20 | 013680 | Enware water supply management system | 7.0 | Hydraulic Services | 28.0 | Thermostatic Mixing Valves | Enware |  |  | Benton's Plumbing Supplies | 1 |  |  |  |  | N | No | 2023-04-01 | 2022-09-05 | CDC Plumbing & Drainage | Kira Jackson
Enware Water Supply Management System: Thermostatic Mixing Valves | 1-y | #AST1543 |  | CRPP | CRPP | PR1 | 1 | MA13-GALVIN 1 | Main Accommodation 13 (Galvin 1) | GR | Ground | MA13-238 | Double Cell 38 | HYD | Hydraulics | 1 | CRPP-1-MA13-G-HYD-21 | 013681 | Enware water supply management system | 7.0 | Hydraulic Services | 28.0 | Thermostatic Mixing Valves | Enware |  |  | Benton's Plumbing Supplies | 1 |  |  |  |  | N | No | 2023-04-01 | 2022-09-05 | CDC Plumbing & Drainage | Kira Jackson
Enware Water Supply Management System: Thermostatic Mixing Valves | 1-y | #AST1544 |  | CRPP | CRPP | PR1 | 1 | MA13-GALVIN 1 | Main Accommodation 13 (Galvin 1) | GR | Ground | MA13-239 | Cell 39 | HYD | Hydraulics | 1 | CRPP-1-MA13-G-HYD-22 | 013682 | Enware water supply management system | 7.0 | Hydraulic Services | 28.0 | Thermostatic Mixing Valves | Enware |  |  | Benton's Plumbing Supplies | 1 |  |  |  |  | N | No | 2023-04-01 | 2022-09-05 | CDC Plumbing & Drainage | Kira Jackson
Enware Water Supply Management System: Thermostatic Mixing Valves | 1-y | #AST1545 |  | CRPP | CRPP | PR1 | 1 | MA13-GALVIN 1 | Main Accommodation 13 (Galvin 1) | GR | Ground | MA13-240 | Cell 40 | HYD | Hydraulics | 1 | CRPP-1-MA13-G-HYD-23 | 013683 | Enware water supply management system | 7.0 | Hydraulic Services | 28.0 | Thermostatic Mixing Valves | Enware |  |  | Benton's Plumbing Supplies | 1 |  |  |  |  | N | No | 2023-04-01 | 2022-09-05 | CDC Plumbing & Drainage | Kira Jackson
Enware Water Supply Management System: Thermostatic Mixing Valves | 1-y | #AST1546 |  | CRPP | CRPP | PR1 | 1 | MA13-GALVIN 1 | Main Accommodation 13 (Galvin 1) | GR | Ground | MA13-241 | Cell 41 | HYD | Hydraulics | 1 | CRPP-1-MA13-G-HYD-24 | 013684 | Enware water supply management system | 7.0 | Hydraulic Services | 28.0 | Thermostatic Mixing Valves | Enware |  |  | Benton's Plumbing Supplies | 1 |  |  |  |  | N | No | 2023-04-01 | 2022-09-05 | CDC Plumbing & Drainage | Kira Jackson
Enware Water Supply Management System: Thermostatic Mixing Valves | 1-y | #AST1547 |  | CRPP | CRPP | PR1 | 1 | MA13-GALVIN 1 | Main Accommodation 13 (Galvin 1) | GR | Ground | MA13-242 | Cell 42 | HYD | Hydraulics | 1 | CRPP-1-MA13-G-HYD-25 | 013685 | Enware water supply management system | 7.0 | Hydraulic Services | 28.0 | Thermostatic Mixing Valves | Enware |  |  | Benton's Plumbing Supplies | 1 |  |  |  |  | N | No | 2023-04-01 | 2022-09-05 | CDC Plumbing & Drainage | Kira Jackson
Enware Water Supply Management System: Thermostatic Mixing Valves | 1-y | #AST1548 |  | CRPP | CRPP | PR1 | 1 | MA13-GALVIN 1 | Main Accommodation 13 (Galvin 1) | GR | Ground | MA13-243 | Cell 43 | HYD | Hydraulics | 1 | CRPP-1-MA13-G-HYD-26 | 013686 | Enware water supply management system | 7.0 | Hydraulic Services | 28.0 | Thermostatic Mixing Valves | Enware |  |  | Benton's Plumbing Supplies | 1 |  |  |  |  | N | No | 2023-04-01 | 2022-09-05 | CDC Plumbing & Drainage | Kira Jackson
Enware Water Supply Management System: Thermostatic Mixing Valves | 1-y | #AST1549 |  | CRPP | CRPP | PR1 | 1 | MA13-GALVIN 1 | Main Accommodation 13 (Galvin 1) | GR | Ground | MA13-244 | Cell 44 | HYD | Hydraulics | 1 | CRPP-1-MA13-G-HYD-27 | 013687 | Enware water supply management system | 7.0 | Hydraulic Services | 28.0 | Thermostatic Mixing Valves | Enware |  |  | Benton's Plumbing Supplies | 1 |  |  |  |  | N | No | 2023-04-01 | 2022-09-05 | CDC Plumbing & Drainage | Kira Jackson
Enware Water Supply Management System: Thermostatic Mixing Valves | 1-y | #AST1550 |  | CRPP | CRPP | PR1 | 1 | MA13-GALVIN 1 | Main Accommodation 13 (Galvin 1) | GR | Ground | MA13-245 | Cell 45 | HYD | Hydraulics | 1 | CRPP-1-MA13-G-HYD-28 | 013688 | Enware water supply management system | 7.0 | Hydraulic Services | 28.0 | Thermostatic Mixing Valves | Enware |  |  | Benton's Plumbing Supplies | 1 |  |  |  |  | N | No | 2023-04-01 | 2022-09-05 | CDC Plumbing & Drainage | Kira Jackson
Enware Water Supply Management System: Thermostatic Mixing Valves | 1-y | #AST1551 |  | CRPP | CRPP | PR1 | 1 | MA13-GALVIN 1 | Main Accommodation 13 (Galvin 1) | GR | Ground | MA13-246 | Cell 46 | HYD | Hydraulics | 1 | CRPP-1-MA13-G-HYD-29 | 013689 | Enware water supply management system | 7.0 | Hydraulic Services | 28.0 | Thermostatic Mixing Valves | Enware |  |  | Benton's Plumbing Supplies | 1 |  |  |  |  | N | No | 2023-04-01 | 2022-09-05 | CDC Plumbing & Drainage | Kira Jackson
Enware Water Supply Management System: Thermostatic Mixing Valves | 1-y | #AST1552 |  | CRPP | CRPP | PR1 | 1 | MA13-GALVIN 1 | Main Accommodation 13 (Galvin 1) | GR | Ground | MA13-247 | Cell 47 | HYD | Hydraulics | 1 | CRPP-1-MA13-G-HYD-30 | 013690 | Enware water supply management system | 7.0 | Hydraulic Services | 28.0 | Thermostatic Mixing Valves | Enware |  |  | Benton's Plumbing Supplies | 1 |  |  |  |  | N | No | 2023-04-01 | 2022-09-05 | CDC Plumbing & Drainage | Kira Jackson
Enware Water Supply Management System: Thermostatic Mixing Valves | 1-y | #AST1553 |  | CRPP | CRPP | PR1 | 1 | MA13-GALVIN 1 | Main Accommodation 13 (Galvin 1) | GR | Ground | MA13-248 | Cell 48 | HYD | Hydraulics | 1 | CRPP-1-MA13-G-HYD-31 | 013691 | Enware water supply management system | 7.0 | Hydraulic Services | 28.0 | Thermostatic Mixing Valves | Enware |  |  | Benton's Plumbing Supplies | 1 |  |  |  |  | N | No | 2023-04-01 | 2022-09-05 | CDC Plumbing & Drainage | Kira Jackson
Enware Water Supply Management System: Thermostatic Mixing Valves | 1-y | #AST1554 |  | CRPP | CRPP | PR1 | 1 | MA13-GALVIN 1 | Main Accommodation 13 (Galvin 1) | GR | Ground | MA13-249 | Cell 49 | HYD | Hydraulics | 1 | CRPP-1-MA13-G-HYD-32 | 013692 | Enware water supply management system | 7.0 | Hydraulic Services | 28.0 | Thermostatic Mixing Valves | Enware |  |  | Benton's Plumbing Supplies | 1 |  |  |  |  | N | No | 2023-04-01 | 2022-09-05 | CDC Plumbing & Drainage | Kira Jackson
Enware Water Supply Management System: Thermostatic Mixing Valves | 1-y | #AST1555 |  | CRPP | CRPP | PR1 | 1 | MA13-GALVIN 1 | Main Accommodation 13 (Galvin 1) | GR | Ground | MA13-250 | Cell 50 | HYD | Hydraulics | 1 | CRPP-1-MA13-G-HYD-33 | 013693 | Enware water supply management system | 7.0 | Hydraulic Services | 28.0 | Thermostatic Mixing Valves | Enware |  |  | Benton's Plumbing Supplies | 1 |  |  |  |  | N | No | 2023-04-01 | 2022-09-05 | CDC Plumbing & Drainage | Kira Jackson
Enware Water Supply Management System: Thermostatic Mixing Valves | 1-y | #AST1556 |  | CRPP | CRPP | PR1 | 1 | MA13-GALVIN 1 | Main Accommodation 13 (Galvin 1) | GR | Ground | MA13-251 | Cell 51 | HYD | Hydraulics | 1 | CRPP-1-MA13-G-HYD-34 | 013694 | Enware water supply management system | 7.0 | Hydraulic Services | 28.0 | Thermostatic Mixing Valves | Enware |  |  | Benton's Plumbing Supplies | 1 |  |  |  |  | N | No | 2023-04-01 | 2022-09-05 | CDC Plumbing & Drainage | Kira Jackson
Enware Water Supply Management System: Thermostatic Mixing Valves | 1-y | #AST1557 |  | CRPP | CRPP | PR1 | 1 | MA13-GALVIN 1 | Main Accommodation 13 (Galvin 1) | GR | Ground | MA13-252 | Cell 52 | HYD | Hydraulics | 1 | CRPP-1-MA13-G-HYD-35 | 013695 | Enware water supply management system | 7.0 | Hydraulic Services | 28.0 | Thermostatic Mixing Valves | Enware |  |  | Benton's Plumbing Supplies | 1 |  |  |  |  | N | No | 2023-04-01 | 2022-09-05 | CDC Plumbing & Drainage | Kira Jackson
Enware Water Supply Management System: Thermostatic Mixing Valves | 1-y | #AST1558 |  | CRPP | CRPP | PR1 | 1 | MA13-GALVIN 1 | Main Accommodation 13 (Galvin 1) | GR | Ground | MA13-253 | Cell 53 | HYD | Hydraulics | 1 | CRPP-1-MA13-G-HYD-36 | 013696 | Enware water supply management system | 7.0 | Hydraulic Services | 28.0 | Thermostatic Mixing Valves | Enware |  |  | Benton's Plumbing Supplies | 1 |  |  |  |  | N | No | 2023-04-01 | 2022-09-05 | CDC Plumbing & Drainage | Kira Jackson
Enware Water Supply Management System: Thermostatic Mixing Valves | 1-y | #AST1559 |  | CRPP | CRPP | PR1 | 1 | MA13-GALVIN 1 | Main Accommodation 13 (Galvin 1) | GR | Ground | MA13-254 | Cell 54 | HYD | Hydraulics | 1 | CRPP-1-MA13-G-HYD-37 | 013697 | Enware water supply management system | 7.0 | Hydraulic Services | 28.0 | Thermostatic Mixing Valves | Enware |  |  | Benton's Plumbing Supplies | 1 |  |  |  |  | N | No | 2023-04-01 | 2022-09-05 | CDC Plumbing & Drainage | Kira Jackson
Enware Water Supply Management System: Thermostatic Mixing Valves | 1-y | #AST1560 |  | CRPP | CRPP | PR1 | 1 | MA13-GALVIN 1 | Main Accommodation 13 (Galvin 1) | L1 | Level 01 | MA13-255 | Double Cell 55 | HYD | Hydraulics | 1 | CRPP-1-MA13-L1-HYD-23 | 013699 | Enware water supply management system | 7.0 | Hydraulic Services | 28.0 | Thermostatic Mixing Valves | Enware |  |  | Benton's Plumbing Supplies | 1 |  |  |  |  | N | No | 2023-04-01 | 2022-09-05 | CDC Plumbing & Drainage | Kira Jackson
Enware Water Supply Management System: Thermostatic Mixing Valves | 1-y | #AST1561 |  | CRPP | CRPP | PR1 | 1 | MA13-GALVIN 1 | Main Accommodation 13 (Galvin 1) | L1 | Level 01 | MA13-256 | Double Cell 56 | HYD | Hydraulics | 1 | CRPP-1-MA13-L1-HYD-24 | 013700 | Enware water supply management system | 7.0 | Hydraulic Services | 28.0 | Thermostatic Mixing Valves | Enware |  |  | Benton's Plumbing Supplies | 1 |  |  |  |  | N | No | 2023-04-01 | 2022-09-05 | CDC Plumbing & Drainage | Kira Jackson
Enware Water Supply Management System: Thermostatic Mixing Valves | 1-y | #AST1562 |  | CRPP | CRPP | PR1 | 1 | MA13-GALVIN 1 | Main Accommodation 13 (Galvin 1) | L1 | Level 01 | MA13-257 | Cell 57 | HYD | Hydraulics | 1 | CRPP-1-MA13-L1-HYD-25 | 013701 | Enware water supply management system | 7.0 | Hydraulic Services | 28.0 | Thermostatic Mixing Valves | Enware |  |  | Benton's Plumbing Supplies | 1 |  |  |  |  | N | No | 2023-04-01 | 2022-09-05 | CDC Plumbing & Drainage | Kira Jackson
Enware Water Supply Management System: Thermostatic Mixing Valves | 1-y | #AST1563 |  | CRPP | CRPP | PR1 | 1 | MA13-GALVIN 1 | Main Accommodation 13 (Galvin 1) | L1 | Level 01 | MA13-258 | Cell 58 | HYD | Hydraulics | 1 | CRPP-1-MA13-L1-HYD-26 | 013702 | Enware water supply management system | 7.0 | Hydraulic Services | 28.0 | Thermostatic Mixing Valves | Enware |  |  | Benton's Plumbing Supplies | 1 |  |  |  |  | N | No | 2023-04-01 | 2022-09-05 | CDC Plumbing & Drainage | Kira Jackson
Enware Water Supply Management System: Thermostatic Mixing Valves | 1-y | #AST1564 |  | CRPP | CRPP | PR1 | 1 | MA13-GALVIN 1 | Main Accommodation 13 (Galvin 1) | L1 | Level 01 | MA13-259 | Cell 59 | HYD | Hydraulics | 1 | CRPP-1-MA13-L1-HYD-27 | 013704 | Enware water supply management system | 7.0 | Hydraulic Services | 28.0 | Thermostatic Mixing Valves | Enware |  |  | Benton's Plumbing Supplies | 1 |  |  |  |  | N | No | 2023-04-01 | 2022-09-05 | CDC Plumbing & Drainage | Kira Jackson
Enware Water Supply Management System: Thermostatic Mixing Valves | 1-y | #AST1565 |  | CRPP | CRPP | PR1 | 1 | MA13-GALVIN 1 | Main Accommodation 13 (Galvin 1) | L1 | Level 01 | MA13-260 | Cell 60 | HYD | Hydraulics | 1 | CRPP-1-MA13-L1-HYD-28 | 013703 | Enware water supply management system | 7.0 | Hydraulic Services | 28.0 | Thermostatic Mixing Valves | Enware |  |  | Benton's Plumbing Supplies | 1 |  |  |  |  | N | No | 2023-04-01 | 2022-09-05 | CDC Plumbing & Drainage | Kira Jackson
Enware Water Supply Management System: Thermostatic Mixing Valves | 1-y | #AST1566 |  | CRPP | CRPP | PR1 | 1 | MA13-GALVIN 1 | Main Accommodation 13 (Galvin 1) | L1 | Level 01 | MA13-261 | Cell 61 | HYD | Hydraulics | 1 | CRPP-1-MA13-L1-HYD-29 | 013705 | Enware water supply management system | 7.0 | Hydraulic Services | 28.0 | Thermostatic Mixing Valves | Enware |  |  | Benton's Plumbing Supplies | 1 |  |  |  |  | N | No | 2023-04-01 | 2022-09-05 | CDC Plumbing & Drainage | Kira Jackson
Enware Water Supply Management System: Thermostatic Mixing Valves | 1-y | #AST1567 |  | CRPP | CRPP | PR1 | 1 | MA13-GALVIN 1 | Main Accommodation 13 (Galvin 1) | L1 | Level 01 | MA13-262 | Cell 62 | HYD | Hydraulics | 1 | CRPP-1-MA13-L1-HYD-30 | 013706 | Enware water supply management system | 7.0 | Hydraulic Services | 28.0 | Thermostatic Mixing Valves | Enware |  |  | Benton's Plumbing Supplies | 1 |  |  |  |  | N | No | 2023-04-01 | 2022-09-05 | CDC Plumbing & Drainage | Kira Jackson
Enware Water Supply Management System: Thermostatic Mixing Valves | 1-y | #AST1568 |  | CRPP | CRPP | PR1 | 1 | MA13-GALVIN 1 | Main Accommodation 13 (Galvin 1) | L1 | Level 01 | MA13-263 | Cell 63 | HYD | Hydraulics | 1 | CRPP-1-MA13-L1-HYD-31 | 013716 | Enware water supply management system | 7.0 | Hydraulic Services | 28.0 | Thermostatic Mixing Valves | Enware |  |  | Benton's Plumbing Supplies | 1 |  |  |  |  | N | No | 2023-04-01 | 2022-09-05 | CDC Plumbing & Drainage | Kira Jackson
Enware Water Supply Management System: Thermostatic Mixing Valves | 1-y | #AST1569 |  | CRPP | CRPP | PR1 | 1 | MA13-GALVIN 1 | Main Accommodation 13 (Galvin 1) | L1 | Level 01 | MA13-264 | Cell 64 | HYD | Hydraulics | 1 | CRPP-1-MA13-L1-HYD-32 | 013715 | Enware water supply management system | 7.0 | Hydraulic Services | 28.0 | Thermostatic Mixing Valves | Enware |  |  | Benton's Plumbing Supplies | 1 |  |  |  |  | N | No | 2023-04-01 | 2022-09-05 | CDC Plumbing & Drainage | Kira Jackson
Enware Water Supply Management System: Thermostatic Mixing Valves | 1-y | #AST1570 |  | CRPP | CRPP | PR1 | 1 | MA13-GALVIN 1 | Main Accommodation 13 (Galvin 1) | L1 | Level 01 | MA13-265 | Cell 65 | HYD | Hydraulics | 1 | CRPP-1-MA13-L1-HYD-33 | 013714 | Enware water supply management system | 7.0 | Hydraulic Services | 28.0 | Thermostatic Mixing Valves | Enware |  |  | Benton's Plumbing Supplies | 1 |  |  |  |  | N | No | 2023-04-01 | 2022-09-05 | CDC Plumbing & Drainage | Kira Jackson
Enware Water Supply Management System: Thermostatic Mixing Valves | 1-y | #AST1571 |  | CRPP | CRPP | PR1 | 1 | MA13-GALVIN 1 | Main Accommodation 13 (Galvin 1) | L1 | Level 01 | MA13-266 | Cell 66 | HYD | Hydraulics | 1 | CRPP-1-MA13-L1-HYD-34 | 013713 | Enware water supply management system | 7.0 | Hydraulic Services | 28.0 | Thermostatic Mixing Valves | Enware |  |  | Benton's Plumbing Supplies | 1 |  |  |  |  | N | No | 2023-04-01 | 2022-09-05 | CDC Plumbing & Drainage | Kira Jackson
Enware Water Supply Management System: Thermostatic Mixing Valves | 1-y | #AST1572 |  | CRPP | CRPP | PR1 | 1 | MA13-GALVIN 1 | Main Accommodation 13 (Galvin 1) | L1 | Level 01 | MA13-267 | Cell 67 | HYD | Hydraulics | 1 | CRPP-1-MA13-L1-HYD-35 | 013712 | Enware water supply management system | 7.0 | Hydraulic Services | 28.0 | Thermostatic Mixing Valves | Enware |  |  | Benton's Plumbing Supplies | 1 |  |  |  |  | N | No | 2023-04-01 | 2022-09-05 | CDC Plumbing & Drainage | Kira Jackson
Enware Water Supply Management System: Thermostatic Mixing Valves | 1-y | #AST1573 |  | CRPP | CRPP | PR1 | 1 | MA13-GALVIN 1 | Main Accommodation 13 (Galvin 1) | L1 | Level 01 | MA13-268 | Cell 68 | HYD | Hydraulics | 1 | CRPP-1-MA13-L1-HYD-36 | 013711 | Enware water supply management system | 7.0 | Hydraulic Services | 28.0 | Thermostatic Mixing Valves | Enware |  |  | Benton's Plumbing Supplies | 1 |  |  |  |  | N | No | 2023-04-01 | 2022-09-05 | CDC Plumbing & Drainage | Kira Jackson
Enware Water Supply Management System: Thermostatic Mixing Valves | 1-y | #AST1574 |  | CRPP | CRPP | PR1 | 1 | MA13-GALVIN 1 | Main Accommodation 13 (Galvin 1) | L1 | Level 01 | MA13-269 | Cell 69 | HYD | Hydraulics | 1 | CRPP-1-MA13-L1-HYD-37 | 013710 | Enware water supply management system | 7.0 | Hydraulic Services | 28.0 | Thermostatic Mixing Valves | Enware |  |  | Benton's Plumbing Supplies | 1 |  |  |  |  | N | No | 2023-04-01 | 2022-09-05 | CDC Plumbing & Drainage | Kira Jackson
Enware Water Supply Management System: Thermostatic Mixing Valves | 1-y | #AST1575 |  | CRPP | CRPP | PR1 | 1 | MA13-GALVIN 1 | Main Accommodation 13 (Galvin 1) | L1 | Level 01 | MA13-270 | Cell 70 | HYD | Hydraulics | 1 | CRPP-1-MA13-L1-HYD-38 | 013709 | Enware water supply management system | 7.0 | Hydraulic Services | 28.0 | Thermostatic Mixing Valves | Enware |  |  | Benton's Plumbing Supplies | 1 |  |  |  |  | N | No | 2023-04-01 | 2022-09-05 | CDC Plumbing & Drainage | Kira Jackson
Enware Water Supply Management System: Thermostatic Mixing Valves | 1-y | #AST1576 |  | CRPP | CRPP | PR1 | 1 | MA13-GALVIN 1 | Main Accommodation 13 (Galvin 1) | L1 | Level 01 | MA13-271 | Cell 71 | HYD | Hydraulics | 1 | CRPP-1-MA13-L1-HYD-39 | 013707 | Enware water supply management system | 7.0 | Hydraulic Services | 28.0 | Thermostatic Mixing Valves | Enware |  |  | Benton's Plumbing Supplies | 1 |  |  |  |  | N | No | 2023-04-01 | 2022-09-05 | CDC Plumbing & Drainage | Kira Jackson
Enware Water Supply Management System: Thermostatic Mixing Valves | 1-y | #AST1577 |  | CRPP | CRPP | PR1 | 1 | MA13-GALVIN 1 | Main Accommodation 13 (Galvin 1) | L1 | Level 01 | MA13-272 | Cell 72 | HYD | Hydraulics | 1 | CRPP-1-MA13-L1-HYD-40 | 013708 | Enware water supply management system | 7.0 | Hydraulic Services | 28.0 | Thermostatic Mixing Valves | Enware |  |  | Benton's Plumbing Supplies | 1 |  |  |  |  | N | No | 2023-04-01 | 2022-09-05 | CDC Plumbing & Drainage | Kira Jackson
Enware Water Supply Management System: Thermostatic Mixing Valves | 1-y | #AST1589 |  | CRPP | CRPP | PR1 | 1 | MA14-GALVIN 2 | Main Accommodation 14 (Galvin 2) | GR | Ground | MA14-201 | Cell 1 | HYD | Hydraulics | 1 | CRPP-1-MA14-G-HYD-02 | 013480 | Enware water supply management system | 7.0 | Hydraulic Services | 28.0 | Thermostatic Mixing Valves | Enware |  |  | Benton's Plumbing Supplies | 1 |  |  |  |  | N | No | 2023-04-01 | 2022-09-05 | CDC Plumbing & Drainage | Kira Jackson
Enware Water Supply Management System: Thermostatic Mixing Valves | 1-y | #AST1590 |  | CRPP | CRPP | PR1 | 1 | MA14-GALVIN 2 | Main Accommodation 14 (Galvin 2) | GR | Ground | MA14-202 | Cell 2 | HYD | Hydraulics | 1 | CRPP-1-MA14-G-HYD-03 | 013481 | Enware water supply management system | 7.0 | Hydraulic Services | 28.0 | Thermostatic Mixing Valves | Enware |  |  | Benton's Plumbing Supplies | 1 |  |  |  |  | N | No | 2023-04-01 | 2022-09-05 | CDC Plumbing & Drainage | Kira Jackson
Enware Water Supply Management System: Thermostatic Mixing Valves | 1-y | #AST1591 |  | CRPP | CRPP | PR1 | 1 | MA14-GALVIN 2 | Main Accommodation 14 (Galvin 2) | GR | Ground | MA14-203 | Cell 3 | HYD | Hydraulics | 1 | CRPP-1-MA14-G-HYD-04 | 013482 | Enware water supply management system | 7.0 | Hydraulic Services | 28.0 | Thermostatic Mixing Valves | Enware |  |  | Benton's Plumbing Supplies | 1 |  |  |  |  | N | No | 2023-04-01 | 2022-09-05 | CDC Plumbing & Drainage | Kira Jackson
Enware Water Supply Management System: Thermostatic Mixing Valves | 1-y | #AST1592 |  | CRPP | CRPP | PR1 | 1 | MA14-GALVIN 2 | Main Accommodation 14 (Galvin 2) | GR | Ground | MA14-204 | Cell 4 | HYD | Hydraulics | 1 | CRPP-1-MA14-G-HYD-05 | 013483 | Enware water supply management system | 7.0 | Hydraulic Services | 28.0 | Thermostatic Mixing Valves | Enware |  |  | Benton's Plumbing Supplies | 1 |  |  |  |  | N | No | 2023-04-01 | 2022-09-05 | CDC Plumbing & Drainage | Kira Jackson
Enware Water Supply Management System: Thermostatic Mixing Valves | 1-y | #AST1593 |  | CRPP | CRPP | PR1 | 1 | MA14-GALVIN 2 | Main Accommodation 14 (Galvin 2) | GR | Ground | MA14-205 | Cell 5 | HYD | Hydraulics | 1 | CRPP-1-MA14-G-HYD-06 | 013484 | Enware water supply management system | 7.0 | Hydraulic Services | 28.0 | Thermostatic Mixing Valves | Enware |  |  | Benton's Plumbing Supplies | 1 |  |  |  |  | N | No | 2023-04-01 | 2022-09-05 | CDC Plumbing & Drainage | Kira Jackson
Enware Water Supply Management System: Thermostatic Mixing Valves | 1-y | #AST1594 |  | CRPP | CRPP | PR1 | 1 | MA14-GALVIN 2 | Main Accommodation 14 (Galvin 2) | GR | Ground | MA14-206 | Cell 6 | HYD | Hydraulics | 1 | CRPP-1-MA14-G-HYD-07 | 013485 | Enware water supply management system | 7.0 | Hydraulic Services | 28.0 | Thermostatic Mixing Valves | Enware |  |  | Benton's Plumbing Supplies | 1 |  |  |  |  | N | No | 2023-04-01 | 2022-09-05 | CDC Plumbing & Drainage | Kira Jackson
Enware Water Supply Management System: Thermostatic Mixing Valves | 1-y | #AST1595 |  | CRPP | CRPP | PR1 | 1 | MA14-GALVIN 2 | Main Accommodation 14 (Galvin 2) | GR | Ground | MA14-207 | Cell 7 | HYD | Hydraulics | 1 | CRPP-1-MA14-G-HYD-08 | 013486 | Enware water supply management system | 7.0 | Hydraulic Services | 28.0 | Thermostatic Mixing Valves | Enware |  |  | Benton's Plumbing Supplies | 1 |  |  |  |  | N | No | 2023-04-01 | 2022-09-05 | CDC Plumbing & Drainage | Kira Jackson
Enware Water Supply Management System: Thermostatic Mixing Valves | 1-y | #AST1596 |  | CRPP | CRPP | PR1 | 1 | MA14-GALVIN 2 | Main Accommodation 14 (Galvin 2) | GR | Ground | MA14-208 | Cell 8 | HYD | Hydraulics | 1 | CRPP-1-MA14-G-HYD-09 | 013487 | Enware water supply management system | 7.0 | Hydraulic Services | 28.0 | Thermostatic Mixing Valves | Enware |  |  | Benton's Plumbing Supplies | 1 |  |  |  |  | N | No | 2023-04-01 | 2022-09-05 | CDC Plumbing & Drainage | Kira Jackson
Enware Water Supply Management System: Thermostatic Mixing Valves | 1-y | #AST1597 |  | CRPP | CRPP | PR1 | 1 | MA14-GALVIN 2 | Main Accommodation 14 (Galvin 2) | GR | Ground | MA14-209 | Cell 9 | HYD | Hydraulics | 1 | CRPP-1-MA14-G-HYD-10 | 013488 | Enware water supply management system | 7.0 | Hydraulic Services | 28.0 | Thermostatic Mixing Valves | Enware |  |  | Benton's Plumbing Supplies | 1 |  |  |  |  | N | No | 2023-04-01 | 2022-09-05 | CDC Plumbing & Drainage | Kira Jackson
Enware Water Supply Management System: Thermostatic Mixing Valves | 1-y | #AST1598 |  | CRPP | CRPP | PR1 | 1 | MA14-GALVIN 2 | Main Accommodation 14 (Galvin 2) | GR | Ground | MA14-210 | Cell 10 | HYD | Hydraulics | 1 | CRPP-1-MA14-G-HYD-11 | 013489 | Enware water supply management system | 7.0 | Hydraulic Services | 28.0 | Thermostatic Mixing Valves | Enware |  |  | Benton's Plumbing Supplies | 1 |  |  |  |  | N | No | 2023-04-01 | 2022-09-05 | CDC Plumbing & Drainage | Kira Jackson
Enware Water Supply Management System: Thermostatic Mixing Valves | 1-y | #AST1599 |  | CRPP | CRPP | PR1 | 1 | MA14-GALVIN 2 | Main Accommodation 14 (Galvin 2) | GR | Ground | MA14-211 | Cell 11 | HYD | Hydraulics | 1 | CRPP-1-MA14-G-HYD-12 | 013490 | Enware water supply management system | 7.0 | Hydraulic Services | 28.0 | Thermostatic Mixing Valves | Enware |  |  | Benton's Plumbing Supplies | 1 |  |  |  |  | N | No | 2023-04-01 | 2022-09-05 | CDC Plumbing & Drainage | Kira Jackson
Enware Water Supply Management System: Thermostatic Mixing Valves | 1-y | #AST1600 |  | CRPP | CRPP | PR1 | 1 | MA14-GALVIN 2 | Main Accommodation 14 (Galvin 2) | GR | Ground | MA14-212 | Cell 12 | HYD | Hydraulics | 1 | CRPP-1-MA14-G-HYD-13 | 013491 | Enware water supply management system | 7.0 | Hydraulic Services | 28.0 | Thermostatic Mixing Valves | Enware |  |  | Benton's Plumbing Supplies | 1 |  |  |  |  | N | No | 2023-04-01 | 2022-09-05 | CDC Plumbing & Drainage | Kira Jackson
Enware Water Supply Management System: Thermostatic Mixing Valves | 1-y | #AST1601 |  | CRPP | CRPP | PR1 | 1 | MA14-GALVIN 2 | Main Accommodation 14 (Galvin 2) | GR | Ground | MA14-213 | Cell 13 | HYD | Hydraulics | 1 | CRPP-1-MA14-G-HYD-14 | 013492 | Enware water supply management system | 7.0 | Hydraulic Services | 28.0 | Thermostatic Mixing Valves | Enware |  |  | Benton's Plumbing Supplies | 1 |  |  |  |  | N | No | 2023-04-01 | 2022-09-05 | CDC Plumbing & Drainage | Kira Jackson
Enware Water Supply Management System: Thermostatic Mixing Valves | 1-y | #AST1602 |  | CRPP | CRPP | PR1 | 1 | MA14-GALVIN 2 | Main Accommodation 14 (Galvin 2) | GR | Ground | MA14-214 | Cell 14 | HYD | Hydraulics | 1 | CRPP-1-MA14-G-HYD-15 | 013493 | Enware water supply management system | 7.0 | Hydraulic Services | 28.0 | Thermostatic Mixing Valves | Enware |  |  | Benton's Plumbing Supplies | 1 |  |  |  |  | N | No | 2023-04-01 | 2022-09-05 | CDC Plumbing & Drainage | Kira Jackson
Enware Water Supply Management System: Thermostatic Mixing Valves | 1-y | #AST1603 |  | CRPP | CRPP | PR1 | 1 | MA14-GALVIN 2 | Main Accommodation 14 (Galvin 2) | GR | Ground | MA14-215 | Cell 15 | HYD | Hydraulics | 1 | CRPP-1-MA14-G-HYD-16 | 013494 | Enware water supply management system | 7.0 | Hydraulic Services | 28.0 | Thermostatic Mixing Valves | Enware |  |  | Benton's Plumbing Supplies | 1 |  |  |  |  | N | No | 2023-04-01 | 2022-09-05 | CDC Plumbing & Drainage | Kira Jackson
Enware Water Supply Management System: Thermostatic Mixing Valves | 1-y | #AST1604 |  | CRPP | CRPP | PR1 | 1 | MA14-GALVIN 2 | Main Accommodation 14 (Galvin 2) | GR | Ground | MA14-216 | Cell 16 | HYD | Hydraulics | 1 | CRPP-1-MA14-G-HYD-17 | 013495 | Enware water supply management system | 7.0 | Hydraulic Services | 28.0 | Thermostatic Mixing Valves | Enware |  |  | Benton's Plumbing Supplies | 1 |  |  |  |  | N | No | 2023-04-01 | 2022-09-05 | CDC Plumbing & Drainage | Kira Jackson
Enware Water Supply Management System: Thermostatic Mixing Valves | 1-y | #AST1605 |  | CRPP | CRPP | PR1 | 1 | MA14-GALVIN 2 | Main Accommodation 14 (Galvin 2) | GR | Ground | MA14-217 | Double Cell 17 | HYD | Hydraulics | 1 | CRPP-1-MA14-G-HYD-18 | 013496 | Enware water supply management system | 7.0 | Hydraulic Services | 28.0 | Thermostatic Mixing Valves | Enware |  |  | Benton's Plumbing Supplies | 1 |  |  |  |  | N | No | 2023-04-01 | 2022-09-05 | CDC Plumbing & Drainage | Kira Jackson
Enware Water Supply Management System: Thermostatic Mixing Valves | 1-y | #AST1606 |  | CRPP | CRPP | PR1 | 1 | MA14-GALVIN 2 | Main Accommodation 14 (Galvin 2) | GR | Ground | MA14-218 | Cell 18 (Acc) | HYD | Hydraulics | 1 | CRPP-1-MA14-G-HYD-19 | 013497 | Enware water supply management system | 7.0 | Hydraulic Services | 28.0 | Thermostatic Mixing Valves | Enware |  |  | Benton's Plumbing Supplies | 1 |  |  |  |  | N | No | 2023-04-01 | 2022-09-05 | CDC Plumbing & Drainage | Kira Jackson
Enware Water Supply Management System: Thermostatic Mixing Valves | 1-y | #AST1607 |  | CRPP | CRPP | PR1 | 1 | MA14-GALVIN 2 | Main Accommodation 14 (Galvin 2) | L1 | Level 01 | MA14-219 | Cell 19 | HYD | Hydraulics | 1 | CRPP-1-MA14-L1-HYD-05 | 013502 | Enware water supply management system | 7.0 | Hydraulic Services | 28.0 | Thermostatic Mixing Valves | Enware |  |  | Benton's Plumbing Supplies | 1 |  |  |  |  | N | No | 2023-04-01 | 2022-09-05 | CDC Plumbing & Drainage | Kira Jackson
Enware Water Supply Management System: Thermostatic Mixing Valves | 1-y | #AST1608 |  | CRPP | CRPP | PR1 | 1 | MA14-GALVIN 2 | Main Accommodation 14 (Galvin 2) | L1 | Level 01 | MA14-220 | Cell 20 | HYD | Hydraulics | 1 | CRPP-1-MA14-L1-HYD-06 | 013503 | Enware water supply management system | 7.0 | Hydraulic Services | 28.0 | Thermostatic Mixing Valves | Enware |  |  | Benton's Plumbing Supplies | 1 |  |  |  |  | N | No | 2023-04-01 | 2022-09-05 | CDC Plumbing & Drainage | Kira Jackson
Enware Water Supply Management System: Thermostatic Mixing Valves | 1-y | #AST1609 |  | CRPP | CRPP | PR1 | 1 | MA14-GALVIN 2 | Main Accommodation 14 (Galvin 2) | L1 | Level 01 | MA14-221 | Cell 21 | HYD | Hydraulics | 1 | CRPP-1-MA14-L1-HYD-07 | 013504 | Enware water supply management system | 7.0 | Hydraulic Services | 28.0 | Thermostatic Mixing Valves | Enware |  |  | Benton's Plumbing Supplies | 1 |  |  |  |  | N | No | 2023-04-01 | 2022-09-05 | CDC Plumbing & Drainage | Kira Jackson
Enware Water Supply Management System: Thermostatic Mixing Valves | 1-y | #AST1610 |  | CRPP | CRPP | PR1 | 1 | MA14-GALVIN 2 | Main Accommodation 14 (Galvin 2) | L1 | Level 01 | MA14-222 | Cell 22 | HYD | Hydraulics | 1 | CRPP-1-MA14-L1-HYD-08 | 013505 | Enware water supply management system | 7.0 | Hydraulic Services | 28.0 | Thermostatic Mixing Valves | Enware |  |  | Benton's Plumbing Supplies | 1 |  |  |  |  | N | No | 2023-04-01 | 2022-09-05 | CDC Plumbing & Drainage | Kira Jackson
Enware Water Supply Management System: Thermostatic Mixing Valves | 1-y | #AST1611 |  | CRPP | CRPP | PR1 | 1 | MA14-GALVIN 2 | Main Accommodation 14 (Galvin 2) | L1 | Level 01 | MA14-223 | Cell 23 | HYD | Hydraulics | 1 | CRPP-1-MA14-L1-HYD-09 | 013506 | Enware water supply management system | 7.0 | Hydraulic Services | 28.0 | Thermostatic Mixing Valves | Enware |  |  | Benton's Plumbing Supplies | 1 |  |  |  |  | N | No | 2023-04-01 | 2022-09-05 | CDC Plumbing & Drainage | Kira Jackson
Enware Water Supply Management System: Thermostatic Mixing Valves | 1-y | #AST1612 |  | CRPP | CRPP | PR1 | 1 | MA14-GALVIN 2 | Main Accommodation 14 (Galvin 2) | L1 | Level 01 | MA14-224 | Cell 24 | HYD | Hydraulics | 1 | CRPP-1-MA14-L1-HYD-10 | 013507 | Enware water supply management system | 7.0 | Hydraulic Services | 28.0 | Thermostatic Mixing Valves | Enware |  |  | Benton's Plumbing Supplies | 1 |  |  |  |  | N | No | 2023-04-01 | 2022-09-05 | CDC Plumbing & Drainage | Kira Jackson
Enware Water Supply Management System: Thermostatic Mixing Valves | 1-y | #AST1613 |  | CRPP | CRPP | PR1 | 1 | MA14-GALVIN 2 | Main Accommodation 14 (Galvin 2) | L1 | Level 01 | MA14-225 | Cell 25 | HYD | Hydraulics | 1 | CRPP-1-MA14-L1-HYD-11 | 013508 | Enware water supply management system | 7.0 | Hydraulic Services | 28.0 | Thermostatic Mixing Valves | Enware |  |  | Benton's Plumbing Supplies | 1 |  |  |  |  | N | No | 2023-04-01 | 2022-09-05 | CDC Plumbing & Drainage | Kira Jackson
Enware Water Supply Management System: Thermostatic Mixing Valves | 1-y | #AST1614 |  | CRPP | CRPP | PR1 | 1 | MA14-GALVIN 2 | Main Accommodation 14 (Galvin 2) | L1 | Level 01 | MA14-226 | Cell 26 | HYD | Hydraulics | 1 | CRPP-1-MA14-L1-HYD-12 | 013509 | Enware water supply management system | 7.0 | Hydraulic Services | 28.0 | Thermostatic Mixing Valves | Enware |  |  | Benton's Plumbing Supplies | 1 |  |  |  |  | N | No | 2023-04-01 | 2022-09-05 | CDC Plumbing & Drainage | Kira Jackson
Enware Water Supply Management System: Thermostatic Mixing Valves | 1-y | #AST1615 |  | CRPP | CRPP | PR1 | 1 | MA14-GALVIN 2 | Main Accommodation 14 (Galvin 2) | L1 | Level 01 | MA14-227 | Cell 27 | HYD | Hydraulics | 1 | CRPP-1-MA14-L1-HYD-13 | 013510 | Enware water supply management system | 7.0 | Hydraulic Services | 28.0 | Thermostatic Mixing Valves | Enware |  |  | Benton's Plumbing Supplies | 1 |  |  |  |  | N | No | 2023-04-01 | 2022-09-05 | CDC Plumbing & Drainage | Kira Jackson
Enware Water Supply Management System: Thermostatic Mixing Valves | 1-y | #AST1616 |  | CRPP | CRPP | PR1 | 1 | MA14-GALVIN 2 | Main Accommodation 14 (Galvin 2) | L1 | Level 01 | MA14-228 | Cell 28 | HYD | Hydraulics | 1 | CRPP-1-MA14-L1-HYD-14 | 013511 | Enware water supply management system | 7.0 | Hydraulic Services | 28.0 | Thermostatic Mixing Valves | Enware |  |  | Benton's Plumbing Supplies | 1 |  |  |  |  | N | No | 2023-04-01 | 2022-09-05 | CDC Plumbing & Drainage | Kira Jackson
Enware Water Supply Management System: Thermostatic Mixing Valves | 1-y | #AST1617 |  | CRPP | CRPP | PR1 | 1 | MA14-GALVIN 2 | Main Accommodation 14 (Galvin 2) | L1 | Level 01 | MA14-229 | Cell 29 | HYD | Hydraulics | 1 | CRPP-1-MA14-L1-HYD-15 | 013512 | Enware water supply management system | 7.0 | Hydraulic Services | 28.0 | Thermostatic Mixing Valves | Enware |  |  | Benton's Plumbing Supplies | 1 |  |  |  |  | N | No | 2023-04-01 | 2022-09-05 | CDC Plumbing & Drainage | Kira Jackson
Enware Water Supply Management System: Thermostatic Mixing Valves | 1-y | #AST1618 |  | CRPP | CRPP | PR1 | 1 | MA14-GALVIN 2 | Main Accommodation 14 (Galvin 2) | L1 | Level 01 | MA14-230 | Cell 30 | HYD | Hydraulics | 1 | CRPP-1-MA14-L1-HYD-16 | 013513 | Enware water supply management system | 7.0 | Hydraulic Services | 28.0 | Thermostatic Mixing Valves | Enware |  |  | Benton's Plumbing Supplies | 1 |  |  |  |  | N | No | 2023-04-01 | 2022-09-05 | CDC Plumbing & Drainage | Kira Jackson
Enware Water Supply Management System: Thermostatic Mixing Valves | 1-y | #AST1619 |  | CRPP | CRPP | PR1 | 1 | MA14-GALVIN 2 | Main Accommodation 14 (Galvin 2) | L1 | Level 01 | MA14-231 | Cell 31 | HYD | Hydraulics | 1 | CRPP-1-MA14-L1-HYD-17 | 013514 | Enware water supply management system | 7.0 | Hydraulic Services | 28.0 | Thermostatic Mixing Valves | Enware |  |  | Benton's Plumbing Supplies | 1 |  |  |  |  | N | No | 2023-04-01 | 2022-09-05 | CDC Plumbing & Drainage | Kira Jackson
Enware Water Supply Management System: Thermostatic Mixing Valves | 1-y | #AST1620 |  | CRPP | CRPP | PR1 | 1 | MA14-GALVIN 2 | Main Accommodation 14 (Galvin 2) | L1 | Level 01 | MA14-232 | Cell 32 | HYD | Hydraulics | 1 | CRPP-1-MA14-L1-HYD-18 | 013515 | Enware water supply management system | 7.0 | Hydraulic Services | 28.0 | Thermostatic Mixing Valves | Enware |  |  | Benton's Plumbing Supplies | 1 |  |  |  |  | N | No | 2023-04-01 | 2022-09-05 | CDC Plumbing & Drainage | Kira Jackson
Enware Water Supply Management System: Thermostatic Mixing Valves | 1-y | #AST1621 |  | CRPP | CRPP | PR1 | 1 | MA14-GALVIN 2 | Main Accommodation 14 (Galvin 2) | L1 | Level 01 | MA14-233 | Cell 33 | HYD | Hydraulics | 1 | CRPP-1-MA14-L1-HYD-19 | 013516 | Enware water supply management system | 7.0 | Hydraulic Services | 28.0 | Thermostatic Mixing Valves | Enware |  |  | Benton's Plumbing Supplies | 1 |  |  |  |  | N | No | 2023-04-01 | 2022-09-05 | CDC Plumbing & Drainage | Kira Jackson
Enware Water Supply Management System: Thermostatic Mixing Valves | 1-y | #AST1622 |  | CRPP | CRPP | PR1 | 1 | MA14-GALVIN 2 | Main Accommodation 14 (Galvin 2) | L1 | Level 01 | MA14-234 | Cell 34 | HYD | Hydraulics | 1 | CRPP-1-MA14-L1-HYD-20 | 013517 | Enware water supply management system | 7.0 | Hydraulic Services | 28.0 | Thermostatic Mixing Valves | Enware |  |  | Benton's Plumbing Supplies | 1 |  |  |  |  | N | No | 2023-04-01 | 2022-09-05 | CDC Plumbing & Drainage | Kira Jackson
Enware Water Supply Management System: Thermostatic Mixing Valves | 1-y | #AST1623 |  | CRPP | CRPP | PR1 | 1 | MA14-GALVIN 2 | Main Accommodation 14 (Galvin 2) | L1 | Level 01 | MA14-235 | Double Cell 35 | HYD | Hydraulics | 1 | CRPP-1-MA14-L1-HYD-21 | 013518 | Enware water supply management system | 7.0 | Hydraulic Services | 28.0 | Thermostatic Mixing Valves | Enware |  |  | Benton's Plumbing Supplies | 1 |  |  |  |  | N | No | 2023-04-01 | 2022-09-05 | CDC Plumbing & Drainage | Kira Jackson
Enware Water Supply Management System: Thermostatic Mixing Valves | 1-y | #AST1624 |  | CRPP | CRPP | PR1 | 1 | MA14-GALVIN 2 | Main Accommodation 14 (Galvin 2) | L1 | Level 01 | MA14-236 | Double Cell 36 | HYD | Hydraulics | 1 | CRPP-1-MA14-L1-HYD-22 | 013519 | Enware water supply management system | 7.0 | Hydraulic Services | 28.0 | Thermostatic Mixing Valves | Enware |  |  | Benton's Plumbing Supplies | 1 |  |  |  |  | N | No | 2023-04-01 | 2022-09-05 | CDC Plumbing & Drainage | Kira Jackson
Enware Water Supply Management System: Thermostatic Mixing Valves | 1-y | #AST1625 |  | CRPP | CRPP | PR1 | 1 | MA14-GALVIN 2 | Main Accommodation 14 (Galvin 2) | GR | Ground | MA14-237 | Cell 37 (Acc) | HYD | Hydraulics | 1 | CRPP-1-MA14-G-HYD-20 | 013526 | Enware water supply management system | 7.0 | Hydraulic Services | 28.0 | Thermostatic Mixing Valves | Enware |  |  | Benton's Plumbing Supplies | 1 |  |  |  |  | N | No | 2023-04-01 | 2022-09-05 | CDC Plumbing & Drainage | Kira Jackson
Enware Water Supply Management System: Thermostatic Mixing Valves | 1-y | #AST1626 |  | CRPP | CRPP | PR1 | 1 | MA14-GALVIN 2 | Main Accommodation 14 (Galvin 2) | GR | Ground | MA14-238 | Double Cell 38 | HYD | Hydraulics | 1 | CRPP-1-MA14-G-HYD-21 | 013527 | Enware water supply management system | 7.0 | Hydraulic Services | 28.0 | Thermostatic Mixing Valves | Enware |  |  | Benton's Plumbing Supplies | 1 |  |  |  |  | N | No | 2023-04-01 | 2022-09-05 | CDC Plumbing & Drainage | Kira Jackson
Enware Water Supply Management System: Thermostatic Mixing Valves | 1-y | #AST1627 |  | CRPP | CRPP | PR1 | 1 | MA14-GALVIN 2 | Main Accommodation 14 (Galvin 2) | GR | Ground | MA14-239 | Cell 39 | HYD | Hydraulics | 1 | CRPP-1-MA14-G-HYD-22 | 013528 | Enware water supply management system | 7.0 | Hydraulic Services | 28.0 | Thermostatic Mixing Valves | Enware |  |  | Benton's Plumbing Supplies | 1 |  |  |  |  | N | No | 2023-04-01 | 2022-09-05 | CDC Plumbing & Drainage | Kira Jackson
Enware Water Supply Management System: Thermostatic Mixing Valves | 1-y | #AST1628 |  | CRPP | CRPP | PR1 | 1 | MA14-GALVIN 2 | Main Accommodation 14 (Galvin 2) | GR | Ground | MA14-240 | Cell 40 | HYD | Hydraulics | 1 | CRPP-1-MA14-G-HYD-23 | 013529 | Enware water supply management system | 7.0 | Hydraulic Services | 28.0 | Thermostatic Mixing Valves | Enware |  |  | Benton's Plumbing Supplies | 1 |  |  |  |  | N | No | 2023-04-01 | 2022-09-05 | CDC Plumbing & Drainage | Kira Jackson
Enware Water Supply Management System: Thermostatic Mixing Valves | 1-y | #AST1629 |  | CRPP | CRPP | PR1 | 1 | MA14-GALVIN 2 | Main Accommodation 14 (Galvin 2) | GR | Ground | MA14-241 | Cell 41 | HYD | Hydraulics | 1 | CRPP-1-MA14-G-HYD-24 | 013530 | Enware water supply management system | 7.0 | Hydraulic Services | 28.0 | Thermostatic Mixing Valves | Enware |  |  | Benton's Plumbing Supplies | 1 |  |  |  |  | N | No | 2023-04-01 | 2022-09-05 | CDC Plumbing & Drainage | Kira Jackson
Enware Water Supply Management System: Thermostatic Mixing Valves | 1-y | #AST1630 |  | CRPP | CRPP | PR1 | 1 | MA14-GALVIN 2 | Main Accommodation 14 (Galvin 2) | GR | Ground | MA14-242 | Cell 42 | HYD | Hydraulics | 1 | CRPP-1-MA14-G-HYD-25 | 013531 | Enware water supply management system | 7.0 | Hydraulic Services | 28.0 | Thermostatic Mixing Valves | Enware |  |  | Benton's Plumbing Supplies | 1 |  |  |  |  | N | No | 2023-04-01 | 2022-09-05 | CDC Plumbing & Drainage | Kira Jackson
Enware Water Supply Management System: Thermostatic Mixing Valves | 1-y | #AST1631 |  | CRPP | CRPP | PR1 | 1 | MA14-GALVIN 2 | Main Accommodation 14 (Galvin 2) | GR | Ground | MA14-243 | Cell 43 | HYD | Hydraulics | 1 | CRPP-1-MA14-G-HYD-26 | 013532 | Enware water supply management system | 7.0 | Hydraulic Services | 28.0 | Thermostatic Mixing Valves | Enware |  |  | Benton's Plumbing Supplies | 1 |  |  |  |  | N | No | 2023-04-01 | 2022-09-05 | CDC Plumbing & Drainage | Kira Jackson
Enware Water Supply Management System: Thermostatic Mixing Valves | 1-y | #AST1632 |  | CRPP | CRPP | PR1 | 1 | MA14-GALVIN 2 | Main Accommodation 14 (Galvin 2) | GR | Ground | MA14-244 | Cell 44 | HYD | Hydraulics | 1 | CRPP-1-MA14-G-HYD-27 | 013533 | Enware water supply management system | 7.0 | Hydraulic Services | 28.0 | Thermostatic Mixing Valves | Enware |  |  | Benton's Plumbing Supplies | 1 |  |  |  |  | N | No | 2023-04-01 | 2022-09-05 | CDC Plumbing & Drainage | Kira Jackson
Enware Water Supply Management System: Thermostatic Mixing Valves | 1-y | #AST1633 |  | CRPP | CRPP | PR1 | 1 | MA14-GALVIN 2 | Main Accommodation 14 (Galvin 2) | GR | Ground | MA14-245 | Cell 45 | HYD | Hydraulics | 1 | CRPP-1-MA14-G-HYD-28 | 013534 | Enware water supply management system | 7.0 | Hydraulic Services | 28.0 | Thermostatic Mixing Valves | Enware |  |  | Benton's Plumbing Supplies | 1 |  |  |  |  | N | No | 2023-04-01 | 2022-09-05 | CDC Plumbing & Drainage | Kira Jackson
Enware Water Supply Management System: Thermostatic Mixing Valves | 1-y | #AST1634 |  | CRPP | CRPP | PR1 | 1 | MA14-GALVIN 2 | Main Accommodation 14 (Galvin 2) | GR | Ground | MA14-246 | Cell 46 | HYD | Hydraulics | 1 | CRPP-1-MA14-G-HYD-29 | 013535 | Enware water supply management system | 7.0 | Hydraulic Services | 28.0 | Thermostatic Mixing Valves | Enware |  |  | Benton's Plumbing Supplies | 1 |  |  |  |  | N | No | 2023-04-01 | 2022-09-05 | CDC Plumbing & Drainage | Kira Jackson
Enware Water Supply Management System: Thermostatic Mixing Valves | 1-y | #AST1635 |  | CRPP | CRPP | PR1 | 1 | MA14-GALVIN 2 | Main Accommodation 14 (Galvin 2) | GR | Ground | MA14-247 | Cell 47 | HYD | Hydraulics | 1 | CRPP-1-MA14-G-HYD-30 | 013536 | Enware water supply management system | 7.0 | Hydraulic Services | 28.0 | Thermostatic Mixing Valves | Enware |  |  | Benton's Plumbing Supplies | 1 |  |  |  |  | N | No | 2023-04-01 | 2022-09-05 | CDC Plumbing & Drainage | Kira Jackson
Enware Water Supply Management System: Thermostatic Mixing Valves | 1-y | #AST1636 |  | CRPP | CRPP | PR1 | 1 | MA14-GALVIN 2 | Main Accommodation 14 (Galvin 2) | GR | Ground | MA14-248 | Cell 48 | HYD | Hydraulics | 1 | CRPP-1-MA14-G-HYD-31 | 013537 | Enware water supply management system | 7.0 | Hydraulic Services | 28.0 | Thermostatic Mixing Valves | Enware |  |  | Benton's Plumbing Supplies | 1 |  |  |  |  | N | No | 2023-04-01 | 2022-09-05 | CDC Plumbing & Drainage | Kira Jackson
Enware Water Supply Management System: Thermostatic Mixing Valves | 1-y | #AST1637 |  | CRPP | CRPP | PR1 | 1 | MA14-GALVIN 2 | Main Accommodation 14 (Galvin 2) | GR | Ground | MA14-249 | Cell 49 | HYD | Hydraulics | 1 | CRPP-1-MA14-G-HYD-32 | 013538 | Enware water supply management system | 7.0 | Hydraulic Services | 28.0 | Thermostatic Mixing Valves | Enware |  |  | Benton's Plumbing Supplies | 1 |  |  |  |  | N | No | 2023-04-01 | 2022-09-05 | CDC Plumbing & Drainage | Kira Jackson
Enware Water Supply Management System: Thermostatic Mixing Valves | 1-y | #AST1638 |  | CRPP | CRPP | PR1 | 1 | MA14-GALVIN 2 | Main Accommodation 14 (Galvin 2) | GR | Ground | MA14-250 | Cell 50 | HYD | Hydraulics | 1 | CRPP-1-MA14-G-HYD-33 | 013539 | Enware water supply management system | 7.0 | Hydraulic Services | 28.0 | Thermostatic Mixing Valves | Enware |  |  | Benton's Plumbing Supplies | 1 |  |  |  |  | N | No | 2023-04-01 | 2022-09-05 | CDC Plumbing & Drainage | Kira Jackson
Enware Water Supply Management System: Thermostatic Mixing Valves | 1-y | #AST1639 |  | CRPP | CRPP | PR1 | 1 | MA14-GALVIN 2 | Main Accommodation 14 (Galvin 2) | GR | Ground | MA14-251 | Cell 51 | HYD | Hydraulics | 1 | CRPP-1-MA14-G-HYD-34 | 013540 | Enware water supply management system | 7.0 | Hydraulic Services | 28.0 | Thermostatic Mixing Valves | Enware |  |  | Benton's Plumbing Supplies | 1 |  |  |  |  | N | No | 2023-04-01 | 2022-09-05 | CDC Plumbing & Drainage | Kira Jackson
Enware Water Supply Management System: Thermostatic Mixing Valves | 1-y | #AST1640 |  | CRPP | CRPP | PR1 | 1 | MA14-GALVIN 2 | Main Accommodation 14 (Galvin 2) | GR | Ground | MA14-252 | Cell 52 | HYD | Hydraulics | 1 | CRPP-1-MA14-G-HYD-35 | 013541 | Enware water supply management system | 7.0 | Hydraulic Services | 28.0 | Thermostatic Mixing Valves | Enware |  |  | Benton's Plumbing Supplies | 1 |  |  |  |  | N | No | 2023-04-01 | 2022-09-05 | CDC Plumbing & Drainage | Kira Jackson
Enware Water Supply Management System: Thermostatic Mixing Valves | 1-y | #AST1641 |  | CRPP | CRPP | PR1 | 1 | MA14-GALVIN 2 | Main Accommodation 14 (Galvin 2) | GR | Ground | MA14-253 | Cell 53 | HYD | Hydraulics | 1 | CRPP-1-MA14-G-HYD-36 | 013542 | Enware water supply management system | 7.0 | Hydraulic Services | 28.0 | Thermostatic Mixing Valves | Enware |  |  | Benton's Plumbing Supplies | 1 |  |  |  |  | N | No | 2023-04-01 | 2022-09-05 | CDC Plumbing & Drainage | Kira Jackson
Enware Water Supply Management System: Thermostatic Mixing Valves | 1-y | #AST1642 |  | CRPP | CRPP | PR1 | 1 | MA14-GALVIN 2 | Main Accommodation 14 (Galvin 2) | GR | Ground | MA14-254 | Cell 54 | HYD | Hydraulics | 1 | CRPP-1-MA14-G-HYD-37 | 013543 | Enware water supply management system | 7.0 | Hydraulic Services | 28.0 | Thermostatic Mixing Valves | Enware |  |  | Benton's Plumbing Supplies | 1 |  |  |  |  | N | No | 2023-04-01 | 2022-09-05 | CDC Plumbing & Drainage | Kira Jackson
Enware Water Supply Management System: Thermostatic Mixing Valves | 1-y | #AST1643 |  | CRPP | CRPP | PR1 | 1 | MA14-GALVIN 2 | Main Accommodation 14 (Galvin 2) | L1 | Level 01 | MA14-255 | Double Cell 55 | HYD | Hydraulics | 1 | CRPP-1-MA14-L1-HYD-23 | 013545 | Enware water supply management system | 7.0 | Hydraulic Services | 28.0 | Thermostatic Mixing Valves | Enware |  |  | Benton's Plumbing Supplies | 1 |  |  |  |  | N | No | 2023-04-01 | 2022-09-05 | CDC Plumbing & Drainage | Kira Jackson
Enware Water Supply Management System: Thermostatic Mixing Valves | 1-y | #AST1644 |  | CRPP | CRPP | PR1 | 1 | MA14-GALVIN 2 | Main Accommodation 14 (Galvin 2) | L1 | Level 01 | MA14-256 | Double Cell 56 | HYD | Hydraulics | 1 | CRPP-1-MA14-L1-HYD-24 | 013546 | Enware water supply management system | 7.0 | Hydraulic Services | 28.0 | Thermostatic Mixing Valves | Enware |  |  | Benton's Plumbing Supplies | 1 |  |  |  |  | N | No | 2023-04-01 | 2022-09-05 | CDC Plumbing & Drainage | Kira Jackson
Enware Water Supply Management System: Thermostatic Mixing Valves | 1-y | #AST1645 |  | CRPP | CRPP | PR1 | 1 | MA14-GALVIN 2 | Main Accommodation 14 (Galvin 2) | L1 | Level 01 | MA14-257 | Cell 57 | HYD | Hydraulics | 1 | CRPP-1-MA14-L1-HYD-25 | 013547 | Enware water supply management system | 7.0 | Hydraulic Services | 28.0 | Thermostatic Mixing Valves | Enware |  |  | Benton's Plumbing Supplies | 1 |  |  |  |  | N | No | 2023-04-01 | 2022-09-05 | CDC Plumbing & Drainage | Kira Jackson
Enware Water Supply Management System: Thermostatic Mixing Valves | 1-y | #AST1646 |  | CRPP | CRPP | PR1 | 1 | MA14-GALVIN 2 | Main Accommodation 14 (Galvin 2) | L1 | Level 01 | MA14-258 | Cell 58 | HYD | Hydraulics | 1 | CRPP-1-MA14-L1-HYD-26 | 013548 | Enware water supply management system | 7.0 | Hydraulic Services | 28.0 | Thermostatic Mixing Valves | Enware |  |  | Benton's Plumbing Supplies | 1 |  |  |  |  | N | No | 2023-04-01 | 2022-09-05 | CDC Plumbing & Drainage | Kira Jackson
Enware Water Supply Management System: Thermostatic Mixing Valves | 1-y | #AST1647 |  | CRPP | CRPP | PR1 | 1 | MA14-GALVIN 2 | Main Accommodation 14 (Galvin 2) | L1 | Level 01 | MA14-259 | Cell 59 | HYD | Hydraulics | 1 | CRPP-1-MA14-L1-HYD-27 | 013549 | Enware water supply management system | 7.0 | Hydraulic Services | 28.0 | Thermostatic Mixing Valves | Enware |  |  | Benton's Plumbing Supplies | 1 |  |  |  |  | N | No | 2023-04-01 | 2022-09-05 | CDC Plumbing & Drainage | Kira Jackson
Enware Water Supply Management System: Thermostatic Mixing Valves | 1-y | #AST1648 |  | CRPP | CRPP | PR1 | 1 | MA14-GALVIN 2 | Main Accommodation 14 (Galvin 2) | L1 | Level 01 | MA14-260 | Cell 60 | HYD | Hydraulics | 1 | CRPP-1-MA14-L1-HYD-28 | 013550 | Enware water supply management system | 7.0 | Hydraulic Services | 28.0 | Thermostatic Mixing Valves | Enware |  |  | Benton's Plumbing Supplies | 1 |  |  |  |  | N | No | 2023-04-01 | 2022-09-05 | CDC Plumbing & Drainage | Kira Jackson
Enware Water Supply Management System: Thermostatic Mixing Valves | 1-y | #AST1649 |  | CRPP | CRPP | PR1 | 1 | MA14-GALVIN 2 | Main Accommodation 14 (Galvin 2) | L1 | Level 01 | MA14-261 | Cell 61 | HYD | Hydraulics | 1 | CRPP-1-MA14-L1-HYD-29 | 013551 | Enware water supply management system | 7.0 | Hydraulic Services | 28.0 | Thermostatic Mixing Valves | Enware |  |  | Benton's Plumbing Supplies | 1 |  |  |  |  | N | No | 2023-04-01 | 2022-09-05 | CDC Plumbing & Drainage | Kira Jackson
Enware Water Supply Management System: Thermostatic Mixing Valves | 1-y | #AST1650 |  | CRPP | CRPP | PR1 | 1 | MA14-GALVIN 2 | Main Accommodation 14 (Galvin 2) | L1 | Level 01 | MA14-262 | Cell 62 | HYD | Hydraulics | 1 | CRPP-1-MA14-L1-HYD-30 | 013552 | Enware water supply management system | 7.0 | Hydraulic Services | 28.0 | Thermostatic Mixing Valves | Enware |  |  | Benton's Plumbing Supplies | 1 |  |  |  |  | N | No | 2023-04-01 | 2022-09-05 | CDC Plumbing & Drainage | Kira Jackson
Enware Water Supply Management System: Thermostatic Mixing Valves | 1-y | #AST1651 |  | CRPP | CRPP | PR1 | 1 | MA14-GALVIN 2 | Main Accommodation 14 (Galvin 2) | L1 | Level 01 | MA14-263 | Cell 63 | HYD | Hydraulics | 1 | CRPP-1-MA14-L1-HYD-31 | 013553 | Enware water supply management system | 7.0 | Hydraulic Services | 28.0 | Thermostatic Mixing Valves | Enware |  |  | Benton's Plumbing Supplies | 1 |  |  |  |  | N | No | 2023-04-01 | 2022-09-05 | CDC Plumbing & Drainage | Kira Jackson
Enware Water Supply Management System: Thermostatic Mixing Valves | 1-y | #AST1652 |  | CRPP | CRPP | PR1 | 1 | MA14-GALVIN 2 | Main Accommodation 14 (Galvin 2) | L1 | Level 01 | MA14-264 | Cell 64 | HYD | Hydraulics | 1 | CRPP-1-MA14-L1-HYD-32 | 013554 | Enware water supply management system | 7.0 | Hydraulic Services | 28.0 | Thermostatic Mixing Valves | Enware |  |  | Benton's Plumbing Supplies | 1 |  |  |  |  | N | No | 2023-04-01 | 2022-09-05 | CDC Plumbing & Drainage | Kira Jackson
Enware Water Supply Management System: Thermostatic Mixing Valves | 1-y | #AST1653 |  | CRPP | CRPP | PR1 | 1 | MA14-GALVIN 2 | Main Accommodation 14 (Galvin 2) | L1 | Level 01 | MA14-265 | Cell 65 | HYD | Hydraulics | 1 | CRPP-1-MA14-L1-HYD-33 | 013555 | Enware water supply management system | 7.0 | Hydraulic Services | 28.0 | Thermostatic Mixing Valves | Enware |  |  | Benton's Plumbing Supplies | 1 |  |  |  |  | N | No | 2023-04-01 | 2022-09-05 | CDC Plumbing & Drainage | Kira Jackson
Enware Water Supply Management System: Thermostatic Mixing Valves | 1-y | #AST1654 |  | CRPP | CRPP | PR1 | 1 | MA14-GALVIN 2 | Main Accommodation 14 (Galvin 2) | L1 | Level 01 | MA14-266 | Cell 66 | HYD | Hydraulics | 1 | CRPP-1-MA14-L1-HYD-34 | 013556 | Enware water supply management system | 7.0 | Hydraulic Services | 28.0 | Thermostatic Mixing Valves | Enware |  |  | Benton's Plumbing Supplies | 1 |  |  |  |  | N | No | 2023-04-01 | 2022-09-05 | CDC Plumbing & Drainage | Kira Jackson
Enware Water Supply Management System: Thermostatic Mixing Valves | 1-y | #AST1655 |  | CRPP | CRPP | PR1 | 1 | MA14-GALVIN 2 | Main Accommodation 14 (Galvin 2) | L1 | Level 01 | MA14-267 | Cell 67 | HYD | Hydraulics | 1 | CRPP-1-MA14-L1-HYD-35 | 013557 | Enware water supply management system | 7.0 | Hydraulic Services | 28.0 | Thermostatic Mixing Valves | Enware |  |  | Benton's Plumbing Supplies | 1 |  |  |  |  | N | No | 2023-04-01 | 2022-09-05 | CDC Plumbing & Drainage | Kira Jackson
Enware Water Supply Management System: Thermostatic Mixing Valves | 1-y | #AST1656 |  | CRPP | CRPP | PR1 | 1 | MA14-GALVIN 2 | Main Accommodation 14 (Galvin 2) | L1 | Level 01 | MA14-268 | Cell 68 | HYD | Hydraulics | 1 | CRPP-1-MA14-L1-HYD-36 | 013558 | Enware water supply management system | 7.0 | Hydraulic Services | 28.0 | Thermostatic Mixing Valves | Enware |  |  | Benton's Plumbing Supplies | 1 |  |  |  |  | N | No | 2023-04-01 | 2022-09-05 | CDC Plumbing & Drainage | Kira Jackson
Enware Water Supply Management System: Thermostatic Mixing Valves | 1-y | #AST1657 |  | CRPP | CRPP | PR1 | 1 | MA14-GALVIN 2 | Main Accommodation 14 (Galvin 2) | L1 | Level 01 | MA14-269 | Cell 69 | HYD | Hydraulics | 1 | CRPP-1-MA14-L1-HYD-37 | 013559 | Enware water supply management system | 7.0 | Hydraulic Services | 28.0 | Thermostatic Mixing Valves | Enware |  |  | Benton's Plumbing Supplies | 1 |  |  |  |  | N | No | 2023-04-01 | 2022-09-05 | CDC Plumbing & Drainage | Kira Jackson
Enware Water Supply Management System: Thermostatic Mixing Valves | 1-y | #AST1658 |  | CRPP | CRPP | PR1 | 1 | MA14-GALVIN 2 | Main Accommodation 14 (Galvin 2) | L1 | Level 01 | MA14-270 | Cell 70 | HYD | Hydraulics | 1 | CRPP-1-MA14-L1-HYD-38 | 013560 | Enware water supply management system | 7.0 | Hydraulic Services | 28.0 | Thermostatic Mixing Valves | Enware |  |  | Benton's Plumbing Supplies | 1 |  |  |  |  | N | No | 2023-04-01 | 2022-09-05 | CDC Plumbing & Drainage | Kira Jackson
Enware Water Supply Management System: Thermostatic Mixing Valves | 1-y | #AST1659 |  | CRPP | CRPP | PR1 | 1 | MA14-GALVIN 2 | Main Accommodation 14 (Galvin 2) | L1 | Level 01 | MA14-271 | Cell 71 | HYD | Hydraulics | 1 | CRPP-1-MA14-L1-HYD-39 | 013561 | Enware water supply management system | 7.0 | Hydraulic Services | 28.0 | Thermostatic Mixing Valves | Enware |  |  | Benton's Plumbing Supplies | 1 |  |  |  |  | N | No | 2023-04-01 | 2022-09-05 | CDC Plumbing & Drainage | Kira Jackson
Enware Water Supply Management System: Thermostatic Mixing Valves | 1-y | #AST1660 |  | CRPP | CRPP | PR1 | 1 | MA14-GALVIN 2 | Main Accommodation 14 (Galvin 2) | L1 | Level 01 | MA14-272 | Cell 72 | HYD | Hydraulics | 1 | CRPP-1-MA14-L1-HYD-40 | 013562 | Enware water supply management system | 7.0 | Hydraulic Services | 28.0 | Thermostatic Mixing Valves | Enware |  |  | Benton's Plumbing Supplies | 1 |  |  |  |  | N | No | 2023-04-01 | 2022-09-05 | CDC Plumbing & Drainage | Kira Jackson
Enware Water Supply Management System: Thermostatic Mixing Valves | 1-y | #AST1762 |  | CRPP | CRPP | PR1 | 1 | HE | Health | GR | Ground | HE-060 | Obs Cell 1 | HYD | Hydraulics | 1 | CRPP-1-HE-G-HYD-19 | 015067 | Enware water supply management system | 7.0 | Hydraulic Services | 28.0 | Thermostatic Mixing Valves | Enware |  |  | Benton's Plumbing Supplies | 1 |  |  |  |  | N | No | 2023-04-01 | 2022-09-05 | CDC Plumbing & Drainage | Kira Jackson
Enware Water Supply Management System: Thermostatic Mixing Valves | 1-y | #AST1763 |  | CRPP | CRPP | PR1 | 1 | HE | Health | GR | Ground | HE-061 | Obs Cell 2 | HYD | Hydraulics | 1 | CRPP-1-HE-G-HYD-20 | 015068 | Enware water supply management system | 7.0 | Hydraulic Services | 28.0 | Thermostatic Mixing Valves | Enware |  |  | Benton's Plumbing Supplies | 1 |  |  |  |  | N | No | 2023-04-01 | 2022-09-05 | CDC Plumbing & Drainage | Kira Jackson
Enware Water Supply Management System: Thermostatic Mixing Valves | 1-y | #AST1764 |  | CRPP | CRPP | PR1 | 1 | HE | Health | GR | Ground | HE-062 | Obs Cell 3 | HYD | Hydraulics | 1 | CRPP-1-HE-G-HYD-21 | 015066 | Enware water supply management system | 7.0 | Hydraulic Services | 28.0 | Thermostatic Mixing Valves | Enware |  |  | Benton's Plumbing Supplies | 1 |  |  |  |  | N | No | 2023-04-01 | 2022-09-05 | CDC Plumbing & Drainage | Kira Jackson
Enware Water Supply Management System: Thermostatic Mixing Valves | 1-y | #AST1765 |  | CRPP | CRPP | PR1 | 1 | HE | Health | GR | Ground | HE-063 | Obs Cell 4 | HYD | Hydraulics | 1 | CRPP-1-HE-G-HYD-22 | 015065 | Enware water supply management system | 7.0 | Hydraulic Services | 28.0 | Thermostatic Mixing Valves | Enware |  |  | Benton's Plumbing Supplies | 1 |  |  |  |  | N | No | 2023-04-01 | 2022-09-05 | CDC Plumbing & Drainage | Kira Jackson
Enware Water Supply Management System: Thermostatic Mixing Valves | 1-y | #AST1766 |  | CRPP | CRPP | PR1 | 1 | HE | Health | GR | Ground | HE-065 | Obs Cell 5 | HYD | Hydraulics | 1 | CRPP-1-HE-G-HYD-23 | 015069 | Enware water supply management system | 7.0 | Hydraulic Services | 28.0 | Thermostatic Mixing Valves | Enware |  |  | Benton's Plumbing Supplies | 1 |  |  |  |  | N | No | 2023-04-01 | 2022-09-05 | CDC Plumbing & Drainage | Kira Jackson
Enware Water Supply Management System: Thermostatic Mixing Valves | 1-y | #AST1767 |  | CRPP | CRPP | PR1 | 1 | HE | Health | GR | Ground | HE-066 | Obs Cell 6 | HYD | Hydraulics | 1 | CRPP-1-HE-G-HYD-24 | 015070 | Enware water supply management system | 7.0 | Hydraulic Services | 28.0 | Thermostatic Mixing Valves | Enware |  |  | Benton's Plumbing Supplies | 1 |  |  |  |  | N | No | 2023-04-01 | 2022-09-05 | CDC Plumbing & Drainage | Kira Jackson
Enware Water Supply Management System: Thermostatic Mixing Valves | 1-y | #AST1768 |  | CRPP | CRPP | PR1 | 1 | HE | Health | GR | Ground | HE-067 | Obs Cell 7 | HYD | Hydraulics | 1 | CRPP-1-HE-G-HYD-25 | 015071 | Enware water supply management system | 7.0 | Hydraulic Services | 28.0 | Thermostatic Mixing Valves | Enware |  |  | Benton's Plumbing Supplies | 1 |  |  |  |  | N | No | 2023-04-01 | 2022-09-05 | CDC Plumbing & Drainage | Kira Jackson
Enware Water Supply Management System: Thermostatic Mixing Valves | 1-y | #AST1769 |  | CRPP | CRPP | PR1 | 1 | HE | Health | GR | Ground | HE-068 | Obs Cell 8 | HYD | Hydraulics | 1 | CRPP-1-HE-G-HYD-26 | 015072 | Enware water supply management system | 7.0 | Hydraulic Services | 28.0 | Thermostatic Mixing Valves | Enware |  |  | Benton's Plumbing Supplies | 1 |  |  |  |  | N | No | 2023-04-01 | 2022-09-05 | CDC Plumbing & Drainage | Kira Jackson
Enware Water Supply Management System: Thermostatic Mixing Valves | 1-y | #AST4169 |  | CRPP | CRPP | PR1 | 1 | MU | Karlton | GR | Ground | MU-045 | Obs Shower | HYD | Hydraulics | 1 | CRPP-1-MU-G-HYD-10 | 015293 | Enware water supply management system | 7.0 | Hydraulic Services | 28.0 | Thermostatic Mixing Valves | Enware |  |  | Benton's Plumbing Supplies | 1 |  |  |  |  | N | No | 2023-04-01 | 2022-09-05 | CDC Plumbing & Drainage | Kira Jackson
Enware Water Supply Management System: Thermostatic Mixing Valves | 1-y | #AST4170 |  | CRPP | CRPP | PR1 | 1 | MU | Karlton | GR | Ground | MU-046 | Obs Cell 1 | HYD | Hydraulics | 1 | CRPP-1-MU-G-HYD-11 | 015290 | Enware water supply management system | 7.0 | Hydraulic Services | 28.0 | Thermostatic Mixing Valves | Enware |  |  | Benton's Plumbing Supplies | 1 |  |  |  |  | N | No | 2023-04-01 | 2022-09-05 | CDC Plumbing & Drainage | Kira Jackson
Enware Water Supply Management System: Thermostatic Mixing Valves | 1-y | #AST4171 |  | CRPP | CRPP | PR1 | 1 | MU | Karlton | GR | Ground | MU-047 | Obs Cell 2 | HYD | Hydraulics | 1 | CRPP-1-MU-G-HYD-12 | 015291 | Enware water supply management system | 7.0 | Hydraulic Services | 28.0 | Thermostatic Mixing Valves | Enware |  |  | Benton's Plumbing Supplies | 1 |  |  |  |  | N | No | 2023-04-01 | 2022-09-05 | CDC Plumbing & Drainage | Kira Jackson
Enware Water Supply Management System: Thermostatic Mixing Valves | 1-y | #AST4172 |  | CRPP | CRPP | PR1 | 1 | MU | Karlton | GR | Ground | MU-048 | Obs Cell 3 | HYD | Hydraulics | 1 | CRPP-1-MU-G-HYD-13 | 015292 | Enware water supply management system | 7.0 | Hydraulic Services | 28.0 | Thermostatic Mixing Valves | Enware |  |  | Benton's Plumbing Supplies | 1 |  |  |  |  | N | No | 2023-04-01 | 2022-09-05 | CDC Plumbing & Drainage | Kira Jackson
Enware Water Supply Management System: Thermostatic Mixing Valves | 1-y | #AST4182 |  | CRPP | CRPP | PR1 | 1 | MU | Karlton | GR | Ground | MU-201 | Cell 1 | HYD | Hydraulics | 1 | CRPP-1-MU-G-HYD-19 | 014911 | Enware water supply management system | 7.0 | Hydraulic Services | 28.0 | Thermostatic Mixing Valves | Enware |  |  | Benton's Plumbing Supplies | 1 |  |  |  |  | N | No | 2023-04-01 | 2022-09-05 | CDC Plumbing & Drainage | Kira Jackson
Enware Water Supply Management System: Thermostatic Mixing Valves | 1-y | #AST4183 |  | CRPP | CRPP | PR1 | 1 | MU | Karlton | GR | Ground | MU-202 | Cell 2 | HYD | Hydraulics | 1 | CRPP-1-MU-G-HYD-20 | 014914 | Enware water supply management system | 7.0 | Hydraulic Services | 28.0 | Thermostatic Mixing Valves | Enware |  |  | Benton's Plumbing Supplies | 1 |  |  |  |  | N | No | 2023-04-01 | 2022-09-05 | CDC Plumbing & Drainage | Kira Jackson
Enware Water Supply Management System: Thermostatic Mixing Valves | 1-y | #AST4184 |  | CRPP | CRPP | PR1 | 1 | MU | Karlton | GR | Ground | MU-203 | Cell 3 | HYD | Hydraulics | 1 | CRPP-1-MU-G-HYD-21 | 014913 | Enware water supply management system | 7.0 | Hydraulic Services | 28.0 | Thermostatic Mixing Valves | Enware |  |  | Benton's Plumbing Supplies | 1 |  |  |  |  | N | No | 2023-04-01 | 2022-09-05 | CDC Plumbing & Drainage | Kira Jackson
Enware Water Supply Management System: Thermostatic Mixing Valves | 1-y | #AST4185 |  | CRPP | CRPP | PR1 | 1 | MU | Karlton | GR | Ground | MU-204 | Cell 4 | HYD | Hydraulics | 1 | CRPP-1-MU-G-HYD-22 | 014912 | Enware water supply management system | 7.0 | Hydraulic Services | 28.0 | Thermostatic Mixing Valves | Enware |  |  | Benton's Plumbing Supplies | 1 |  |  |  |  | N | No | 2023-04-01 | 2022-09-05 | CDC Plumbing & Drainage | Kira Jackson
Enware Water Supply Management System: Thermostatic Mixing Valves | 1-y | #AST4186 |  | CRPP | CRPP | PR1 | 1 | MU | Karlton | GR | Ground | MU-205 | Cell 5 | HYD | Hydraulics | 1 | CRPP-1-MU-G-HYD-23 | 014923 | Enware water supply management system | 7.0 | Hydraulic Services | 28.0 | Thermostatic Mixing Valves | Enware |  |  | Benton's Plumbing Supplies | 1 |  |  |  |  | N | No | 2023-04-01 | 2022-09-05 | CDC Plumbing & Drainage | Kira Jackson
Enware Water Supply Management System: Thermostatic Mixing Valves | 1-y | #AST4187 |  | CRPP | CRPP | PR1 | 1 | MU | Karlton | GR | Ground | MU-206 | Cell 6 | HYD | Hydraulics | 1 | CRPP-1-MU-G-HYD-24 | 014922 | Enware water supply management system | 7.0 | Hydraulic Services | 28.0 | Thermostatic Mixing Valves | Enware |  |  | Benton's Plumbing Supplies | 1 |  |  |  |  | N | No | 2023-04-01 | 2022-09-05 | CDC Plumbing & Drainage | Kira Jackson
Enware Water Supply Management System: Thermostatic Mixing Valves | 1-y | #AST4188 |  | CRPP | CRPP | PR1 | 1 | MU | Karlton | GR | Ground | MU-207 | Cell 7 | HYD | Hydraulics | 1 | CRPP-1-MU-G-HYD-25 | 014921 | Enware water supply management system | 7.0 | Hydraulic Services | 28.0 | Thermostatic Mixing Valves | Enware |  |  | Benton's Plumbing Supplies | 1 |  |  |  |  | N | No | 2023-04-01 | 2022-09-05 | CDC Plumbing & Drainage | Kira Jackson
Enware Water Supply Management System: Thermostatic Mixing Valves | 1-y | #AST4189 |  | CRPP | CRPP | PR1 | 1 | MU | Karlton | GR | Ground | MU-208 | Cell 8 | HYD | Hydraulics | 1 | CRPP-1-MU-G-HYD-26 | 014924 | Enware water supply management system | 7.0 | Hydraulic Services | 28.0 | Thermostatic Mixing Valves | Enware |  |  | Benton's Plumbing Supplies | 1 |  |  |  |  | N | No | 2023-04-01 | 2022-09-05 | CDC Plumbing & Drainage | Kira Jackson
Enware Water Supply Management System: Thermostatic Mixing Valves | 1-y | #AST4190 |  | CRPP | CRPP | PR1 | 1 | MU | Karlton | GR | Ground | MU-209 | Cell 9 | HYD | Hydraulics | 1 | CRPP-1-MU-G-HYD-27 | 014925 | Enware water supply management system | 7.0 | Hydraulic Services | 28.0 | Thermostatic Mixing Valves | Enware |  |  | Benton's Plumbing Supplies | 1 |  |  |  |  | N | No | 2023-04-01 | 2022-09-05 | CDC Plumbing & Drainage | Kira Jackson
Enware Water Supply Management System: Thermostatic Mixing Valves | 1-y | #AST4191 |  | CRPP | CRPP | PR1 | 1 | MU | Karlton | GR | Ground | MU-210 | Cell 10 | HYD | Hydraulics | 1 | CRPP-1-MU-G-HYD-28 | 014926 | Enware water supply management system | 7.0 | Hydraulic Services | 28.0 | Thermostatic Mixing Valves | Enware |  |  | Benton's Plumbing Supplies | 1 |  |  |  |  | N | No | 2023-04-01 | 2022-09-05 | CDC Plumbing & Drainage | Kira Jackson
Enware Water Supply Management System: Thermostatic Mixing Valves | 1-y | #AST4192 |  | CRPP | CRPP | PR1 | 1 | MU | Karlton | GR | Ground | MU-211 | Cell 11 | HYD | Hydraulics | 1 | CRPP-1-MU-G-HYD-29 | 014927 | Enware water supply management system | 7.0 | Hydraulic Services | 28.0 | Thermostatic Mixing Valves | Enware |  |  | Benton's Plumbing Supplies | 1 |  |  |  |  | N | No | 2023-04-01 | 2022-09-05 | CDC Plumbing & Drainage | Kira Jackson
Enware Water Supply Management System: Thermostatic Mixing Valves | 1-y | #AST4193 |  | CRPP | CRPP | PR1 | 1 | MU | Karlton | GR | Ground | MU-212 | Cell 12 | HYD | Hydraulics | 1 | CRPP-1-MU-G-HYD-30 | 014928 | Enware water supply management system | 7.0 | Hydraulic Services | 28.0 | Thermostatic Mixing Valves | Enware |  |  | Benton's Plumbing Supplies | 1 |  |  |  |  | N | No | 2023-04-01 | 2022-09-05 | CDC Plumbing & Drainage | Kira Jackson
Enware Water Supply Management System: Thermostatic Mixing Valves | 1-y | #AST4194 |  | CRPP | CRPP | PR1 | 1 | MU | Karlton | GR | Ground | MU-213 | Cell 13 | HYD | Hydraulics | 1 | CRPP-1-MU-G-HYD-31 | 014955 | Enware water supply management system | 7.0 | Hydraulic Services | 28.0 | Thermostatic Mixing Valves | Enware |  |  | Benton's Plumbing Supplies | 1 |  |  |  |  | N | No | 2023-04-01 | 2022-09-05 | CDC Plumbing & Drainage | Kira Jackson
Enware Water Supply Management System: Thermostatic Mixing Valves | 1-y | #AST4195 |  | CRPP | CRPP | PR1 | 1 | MU | Karlton | GR | Ground | MU-214 | Cell 14 | HYD | Hydraulics | 1 | CRPP-1-MU-G-HYD-32 | 014956 | Enware water supply management system | 7.0 | Hydraulic Services | 28.0 | Thermostatic Mixing Valves | Enware |  |  | Benton's Plumbing Supplies | 1 |  |  |  |  | N | No | 2023-04-01 | 2022-09-05 | CDC Plumbing & Drainage | Kira Jackson
Enware Water Supply Management System: Thermostatic Mixing Valves | 1-y | #AST4196 |  | CRPP | CRPP | PR1 | 1 | MU | Karlton | GR | Ground | MU-215 | Cell 15 | HYD | Hydraulics | 1 | CRPP-1-MU-G-HYD-33 | 014957 | Enware water supply management system | 7.0 | Hydraulic Services | 28.0 | Thermostatic Mixing Valves | Enware |  |  | Benton's Plumbing Supplies | 1 |  |  |  |  | N | No | 2023-04-01 | 2022-09-05 | CDC Plumbing & Drainage | Kira Jackson
Enware Water Supply Management System: Thermostatic Mixing Valves | 1-y | #AST4197 |  | CRPP | CRPP | PR1 | 1 | MU | Karlton | GR | Ground | MU-216 | Cell 16 | HYD | Hydraulics | 1 | CRPP-1-MU-G-HYD-34 | 014958 | Enware water supply management system | 7.0 | Hydraulic Services | 28.0 | Thermostatic Mixing Valves | Enware |  |  | Benton's Plumbing Supplies | 1 |  |  |  |  | N | No | 2023-04-01 | 2022-09-05 | CDC Plumbing & Drainage | Kira Jackson
Enware Water Supply Management System: Thermostatic Mixing Valves | 1-y | #AST4198 |  | CRPP | CRPP | PR1 | 1 | MU | Karlton | GR | Ground | MU-217 | Cell 17 | HYD | Hydraulics | 1 | CRPP-1-MU-G-HYD-35 | 014929 | Enware water supply management system | 7.0 | Hydraulic Services | 28.0 | Thermostatic Mixing Valves | Enware |  |  | Benton's Plumbing Supplies | 1 |  |  |  |  | N | No | 2023-04-01 | 2022-09-05 | CDC Plumbing & Drainage | Kira Jackson
Enware Water Supply Management System: Thermostatic Mixing Valves | 1-y | #AST4199 |  | CRPP | CRPP | PR1 | 1 | MU | Karlton | GR | Ground | MU-218 | Cell 18 | HYD | Hydraulics | 1 | CRPP-1-MU-G-HYD-36 | 014930 | Enware water supply management system | 7.0 | Hydraulic Services | 28.0 | Thermostatic Mixing Valves | Enware |  |  | Benton's Plumbing Supplies | 1 |  |  |  |  | N | No | 2023-04-01 | 2022-09-05 | CDC Plumbing & Drainage | Kira Jackson
Enware Water Supply Management System: Thermostatic Mixing Valves | 1-y | #AST4200 |  | CRPP | CRPP | PR1 | 1 | MU | Karlton | GR | Ground | MU-219 | Cell 19 | HYD | Hydraulics | 1 | CRPP-1-MU-G-HYD-37 | 014931 | Enware water supply management system | 7.0 | Hydraulic Services | 28.0 | Thermostatic Mixing Valves | Enware |  |  | Benton's Plumbing Supplies | 1 |  |  |  |  | N | No | 2023-04-01 | 2022-09-05 | CDC Plumbing & Drainage | Kira Jackson
Enware Water Supply Management System: Thermostatic Mixing Valves | 1-y | #AST4201 |  | CRPP | CRPP | PR1 | 1 | MU | Karlton | GR | Ground | MU-220 | Cell 20 (Acc) | HYD | Hydraulics | 1 | CRPP-1-MU-G-HYD-38 | 014959 | Enware water supply management system | 7.0 | Hydraulic Services | 28.0 | Thermostatic Mixing Valves | Enware |  |  | Benton's Plumbing Supplies | 1 |  |  |  |  | N | No | 2023-04-01 | 2022-09-05 | CDC Plumbing & Drainage | Kira Jackson
Enware Water Supply Management System: Thermostatic Mixing Valves | 1-y | #AST4202 |  | CRPP | CRPP | PR1 | 1 | MU | Karlton | GR | Ground | MU-221 | Su-Cell 1 | HYD | Hydraulics | 1 | CRPP-1-MU-G-HYD-39 | 014960 | Enware water supply management system | 7.0 | Hydraulic Services | 28.0 | Thermostatic Mixing Valves | Enware |  |  | Benton's Plumbing Supplies | 1 |  |  |  |  | N | No | 2023-04-01 | 2022-09-05 | CDC Plumbing & Drainage | Kira Jackson
Enware Water Supply Management System: Thermostatic Mixing Valves | 1-y | #AST4203 |  | CRPP | CRPP | PR1 | 1 | MU | Karlton | GR | Ground | MU-222 | Su-Cell 2 | HYD | Hydraulics | 1 | CRPP-1-MU-G-HYD-40 | 014961 | Enware water supply management system | 7.0 | Hydraulic Services | 28.0 | Thermostatic Mixing Valves | Enware |  |  | Benton's Plumbing Supplies | 1 |  |  |  |  | N | No | 2023-04-01 | 2022-09-05 | CDC Plumbing & Drainage | Kira Jackson
Enware Water Supply Management System: Thermostatic Mixing Valves | 1-y | #AST4204 |  | CRPP | CRPP | PR1 | 1 | MU | Karlton | GR | Ground | MU-223 | Su-Cell 3 | HYD | Hydraulics | 1 | CRPP-1-MU-G-HYD-41 | 014962 | Enware water supply management system | 7.0 | Hydraulic Services | 28.0 | Thermostatic Mixing Valves | Enware |  |  | Benton's Plumbing Supplies | 1 |  |  |  |  | N | No | 2023-04-01 | 2022-09-05 | CDC Plumbing & Drainage | Kira Jackson
Enware Water Supply Management System: Thermostatic Mixing Valves | 1-y | #AST4205 |  | CRPP | CRPP | PR1 | 1 | MU | Karlton | GR | Ground | MU-224 | Su-Cell 4 | HYD | Hydraulics | 1 | CRPP-1-MU-G-HYD-42 | 014963 | Enware water supply management system | 7.0 | Hydraulic Services | 28.0 | Thermostatic Mixing Valves | Enware |  |  | Benton's Plumbing Supplies | 1 |  |  |  |  | N | No | 2023-04-01 | 2022-09-05 | CDC Plumbing & Drainage | Kira Jackson
Enware Water Supply Management System: Thermostatic Mixing Valves | 1-y | #AST4206 |  | CRPP | CRPP | PR1 | 1 | MU | Karlton | GR | Ground | MU-225 | Cell 21 | HYD | Hydraulics | 1 | CRPP-1-MU-G-HYD-43 | 014964 | Enware water supply management system | 7.0 | Hydraulic Services | 28.0 | Thermostatic Mixing Valves | Enware |  |  | Benton's Plumbing Supplies | 1 |  |  |  |  | N | No | 2023-04-01 | 2022-09-05 | CDC Plumbing & Drainage | Kira Jackson
Enware Water Supply Management System: Thermostatic Mixing Valves | 1-y | #AST4207 |  | CRPP | CRPP | PR1 | 1 | MU | Karlton | GR | Ground | MU-226 | Cell 22 | HYD | Hydraulics | 1 | CRPP-1-MU-G-HYD-44 | 014965 | Enware water supply management system | 7.0 | Hydraulic Services | 28.0 | Thermostatic Mixing Valves | Enware |  |  | Benton's Plumbing Supplies | 1 |  |  |  |  | N | No | 2023-04-01 | 2022-09-05 | CDC Plumbing & Drainage | Kira Jackson
Enware Water Supply Management System: Thermostatic Mixing Valves | 1-y | #AST4208 |  | CRPP | CRPP | PR1 | 1 | MU | Karlton | GR | Ground | MU-227 | Cell 23 | HYD | Hydraulics | 1 | CRPP-1-MU-G-HYD-45 | 014932 | Enware water supply management system | 7.0 | Hydraulic Services | 28.0 | Thermostatic Mixing Valves | Enware |  |  | Benton's Plumbing Supplies | 1 |  |  |  |  | N | No | 2023-04-01 | 2022-09-05 | CDC Plumbing & Drainage | Kira Jackson
Enware Water Supply Management System: Thermostatic Mixing Valves | 1-y | #AST4209 |  | CRPP | CRPP | PR1 | 1 | MU | Karlton | GR | Ground | MU-228 | Cell 24 | HYD | Hydraulics | 1 | CRPP-1-MU-G-HYD-46 | 014933 | Enware water supply management system | 7.0 | Hydraulic Services | 28.0 | Thermostatic Mixing Valves | Enware |  |  | Benton's Plumbing Supplies | 1 |  |  |  |  | N | No | 2023-04-01 | 2022-09-05 | CDC Plumbing & Drainage | Kira Jackson
Enware Water Supply Management System: Thermostatic Mixing Valves | 1-y | #AST4210 |  | CRPP | CRPP | PR1 | 1 | MU | Karlton | GR | Ground | MU-229 | Cell 25 | HYD | Hydraulics | 1 | CRPP-1-MU-G-HYD-47 | 014934 | Enware water supply management system | 7.0 | Hydraulic Services | 28.0 | Thermostatic Mixing Valves | Enware |  |  | Benton's Plumbing Supplies | 1 |  |  |  |  | N | No | 2023-04-01 | 2022-09-05 | CDC Plumbing & Drainage | Kira Jackson
Enware Water Supply Management System: Thermostatic Mixing Valves | 1-y | #AST4211 |  | CRPP | CRPP | PR1 | 1 | MU | Karlton | GR | Ground | MU-230 | Cell 26 | HYD | Hydraulics | 1 | CRPP-1-MU-G-HYD-48 | 014935 | Enware water supply management system | 7.0 | Hydraulic Services | 28.0 | Thermostatic Mixing Valves | Enware |  |  | Benton's Plumbing Supplies | 1 |  |  |  |  | N | No | 2023-04-01 | 2022-09-05 | CDC Plumbing & Drainage | Kira Jackson
Enware Water Supply Management System: Thermostatic Mixing Valves | 1-y | #AST4212 |  | CRPP | CRPP | PR1 | 1 | MU | Karlton | GR | Ground | MU-231 | Cell 27 | HYD | Hydraulics | 1 | CRPP-1-MU-G-HYD-49 | 014936 | Enware water supply management system | 7.0 | Hydraulic Services | 28.0 | Thermostatic Mixing Valves | Enware |  |  | Benton's Plumbing Supplies | 1 |  |  |  |  | N | No | 2023-04-01 | 2022-09-05 | CDC Plumbing & Drainage | Kira Jackson
Enware Water Supply Management System: Thermostatic Mixing Valves | 1-y | #AST4213 |  | CRPP | CRPP | PR1 | 1 | MU | Karlton | GR | Ground | MU-232 | Cell 28 | HYD | Hydraulics | 1 | CRPP-1-MU-G-HYD-50 | 014937 | Enware water supply management system | 7.0 | Hydraulic Services | 28.0 | Thermostatic Mixing Valves | Enware |  |  | Benton's Plumbing Supplies | 1 |  |  |  |  | N | No | 2023-04-01 | 2022-09-05 | CDC Plumbing & Drainage | Kira Jackson
Enware Water Supply Management System: Thermostatic Mixing Valves | 1-y | #AST4214 |  | CRPP | CRPP | PR1 | 1 | MU | Karlton | GR | Ground | MU-233 | Cell 29 | HYD | Hydraulics | 1 | CRPP-1-MU-G-HYD-51 | 014938 | Enware water supply management system | 7.0 | Hydraulic Services | 28.0 | Thermostatic Mixing Valves | Enware |  |  | Benton's Plumbing Supplies | 1 |  |  |  |  | N | No | 2023-04-01 | 2022-09-05 | CDC Plumbing & Drainage | Kira Jackson
Enware Water Supply Management System: Thermostatic Mixing Valves | 1-y | #AST4215 |  | CRPP | CRPP | PR1 | 1 | MU | Karlton | GR | Ground | MU-234 | Cell 30 | HYD | Hydraulics | 1 | CRPP-1-MU-G-HYD-52 | 014939 | Enware water supply management system | 7.0 | Hydraulic Services | 28.0 | Thermostatic Mixing Valves | Enware |  |  | Benton's Plumbing Supplies | 1 |  |  |  |  | N | No | 2023-04-01 | 2022-09-05 | CDC Plumbing & Drainage | Kira Jackson
Enware Water Supply Management System: Thermostatic Mixing Valves | 1-y | #AST4216 |  | CRPP | CRPP | PR1 | 1 | MU | Karlton | GR | Ground | MU-235 | Cell 31 | HYD | Hydraulics | 1 | CRPP-1-MU-G-HYD-53 | 014940 | Enware water supply management system | 7.0 | Hydraulic Services | 28.0 | Thermostatic Mixing Valves | Enware |  |  | Benton's Plumbing Supplies | 1 |  |  |  |  | N | No | 2023-04-01 | 2022-09-05 | CDC Plumbing & Drainage | Kira Jackson
Enware Water Supply Management System: Thermostatic Mixing Valves | 1-y | #AST4217 |  | CRPP | CRPP | PR1 | 1 | MU | Karlton | GR | Ground | MU-236 | Cell 32 | HYD | Hydraulics | 1 | CRPP-1-MU-G-HYD-54 | 014941 | Enware water supply management system | 7.0 | Hydraulic Services | 28.0 | Thermostatic Mixing Valves | Enware |  |  | Benton's Plumbing Supplies | 1 |  |  |  |  | N | No | 2023-04-01 | 2022-09-05 | CDC Plumbing & Drainage | Kira Jackson
Enware Water Supply Management System: Thermostatic Mixing Valves | 1-y | #AST4218 |  | CRPP | CRPP | PR1 | 1 | MU | Karlton | GR | Ground | MU-237 | Cell 33 | HYD | Hydraulics | 1 | CRPP-1-MU-G-HYD-55 | 014942 | Enware water supply management system | 7.0 | Hydraulic Services | 28.0 | Thermostatic Mixing Valves | Enware |  |  | Benton's Plumbing Supplies | 1 |  |  |  |  | N | No | 2023-04-01 | 2022-09-05 | CDC Plumbing & Drainage | Kira Jackson
Enware Water Supply Management System: Thermostatic Mixing Valves | 1-y | #AST4219 |  | CRPP | CRPP | PR1 | 1 | MU | Karlton | GR | Ground | MU-238 | Cell 34 | HYD | Hydraulics | 1 | CRPP-1-MU-G-HYD-56 | 014943 | Enware water supply management system | 7.0 | Hydraulic Services | 28.0 | Thermostatic Mixing Valves | Enware |  |  | Benton's Plumbing Supplies | 1 |  |  |  |  | N | No | 2023-04-01 | 2022-09-05 | CDC Plumbing & Drainage | Kira Jackson
Enware Water Supply Management System: Thermostatic Mixing Valves | 1-y | #AST4220 |  | CRPP | CRPP | PR1 | 1 | MU | Karlton | GR | Ground | MU-239 | Cell 35 | HYD | Hydraulics | 1 | CRPP-1-MU-G-HYD-57 | 014944 | Enware water supply management system | 7.0 | Hydraulic Services | 28.0 | Thermostatic Mixing Valves | Enware |  |  | Benton's Plumbing Supplies | 1 |  |  |  |  | N | No | 2023-04-01 | 2022-09-05 | CDC Plumbing & Drainage | Kira Jackson
Enware Water Supply Management System: Thermostatic Mixing Valves | 1-y | #AST4221 |  | CRPP | CRPP | PR1 | 1 | MU | Karlton | GR | Ground | MU-240 | Cell 36 | HYD | Hydraulics | 1 | CRPP-1-MU-G-HYD-58 | 014978 | Enware water supply management system | 7.0 | Hydraulic Services | 28.0 | Thermostatic Mixing Valves | Enware |  |  | Benton's Plumbing Supplies | 1 |  |  |  |  | N | No | 2023-04-01 | 2022-09-05 | CDC Plumbing & Drainage | Kira Jackson
Enware Water Supply Management System: Thermostatic Mixing Valves | 1-y | #AST4222 |  | CRPP | CRPP | PR1 | 1 | MU | Karlton | GR | Ground | MU-241 | Cell 37 | HYD | Hydraulics | 1 | CRPP-1-MU-G-HYD-59 | 014979 | Enware water supply management system | 7.0 | Hydraulic Services | 28.0 | Thermostatic Mixing Valves | Enware |  |  | Benton's Plumbing Supplies | 1 |  |  |  |  | N | No | 2023-04-01 | 2022-09-05 | CDC Plumbing & Drainage | Kira Jackson
Enware Water Supply Management System: Thermostatic Mixing Valves | 1-y | #AST4223 |  | CRPP | CRPP | PR1 | 1 | MU | Karlton | GR | Ground | MU-242 | Cell 38 | HYD | Hydraulics | 1 | CRPP-1-MU-G-HYD-60 | 014980 | Enware water supply management system | 7.0 | Hydraulic Services | 28.0 | Thermostatic Mixing Valves | Enware |  |  | Benton's Plumbing Supplies | 1 |  |  |  |  | N | No | 2023-04-01 | 2022-09-05 | CDC Plumbing & Drainage | Kira Jackson
Enware Water Supply Management System: Thermostatic Mixing Valves | 1-y | #AST4224 |  | CRPP | CRPP | PR1 | 1 | MU | Karlton | GR | Ground | MU-243 | Cell 39 | HYD | Hydraulics | 1 | CRPP-1-MU-G-HYD-61 | 014966 | Enware water supply management system | 7.0 | Hydraulic Services | 28.0 | Thermostatic Mixing Valves | Enware |  |  | Benton's Plumbing Supplies | 1 |  |  |  |  | N | No | 2023-04-01 | 2022-09-05 | CDC Plumbing & Drainage | Kira Jackson
Enware Water Supply Management System: Thermostatic Mixing Valves | 1-y | #AST4225 |  | CRPP | CRPP | PR1 | 1 | MU | Karlton | GR | Ground | MU-244 | Cell 40 | HYD | Hydraulics | 1 | CRPP-1-MU-G-HYD-62 | 014967 | Enware water supply management system | 7.0 | Hydraulic Services | 28.0 | Thermostatic Mixing Valves | Enware |  |  | Benton's Plumbing Supplies | 1 |  |  |  |  | N | No | 2023-04-01 | 2022-09-05 | CDC Plumbing & Drainage | Kira Jackson
Water Storage Tanks for Fire Protection Systems | 6-m | #AST53 |  | CRPP | CRPP | PR1 | 1 | EW | External Works | GR | Ground | 255 | 255 | HYD | Hydraulics | 1 | CRPP-1-EW-G-HYD-12 | 015298 | Fire Tank#1 | 7.0 | Hydraulic Services | 25.0 | Storage Tanks Galv |  |  |  | AKS | 1 |  |  |  |  | N | No | 2023-04-01 | 2022-09-05 | CDC Plumbing & Drainage | Kira Jackson
Water Storage Tanks for Fire Protection Systems | 6-m | #AST54 |  | CRPP | CRPP | PR1 | 1 | EW | External Works | GR | Ground | 255 | 255 | HYD | Hydraulics | 1 | CRPP-1-EW-G-HYD-13 | 015302 | Fire Tank#2 | 7.0 | Hydraulic Services | 25.0 | Storage Tanks Galv |  |  |  | AKS | 1 |  |  |  |  | N | No | 2023-04-01 | 2022-09-05 | CDC Plumbing & Drainage | Kira Jackson
Water Storage Tanks for Fire Protection Systems | 12-m | #AST53 |  | CRPP | CRPP | PR1 | 1 | EW | External Works | GR | Ground | 255 | 255 | HYD | Hydraulics | 1 | CRPP-1-EW-G-HYD-12 | 015298 | Fire Tank#1 | 7.0 | Hydraulic Services | 25.0 | Storage Tanks Galv |  |  |  | AKS | 1 |  |  |  |  | N | No | 2023-04-01 | 2022-09-05 | CDC Plumbing & Drainage | Kira Jackson
Water Storage Tanks for Fire Protection Systems | 12-m | #AST54 |  | CRPP | CRPP | PR1 | 1 | EW | External Works | GR | Ground | 255 | 255 | HYD | Hydraulics | 1 | CRPP-1-EW-G-HYD-13 | 015302 | Fire Tank#2 | 7.0 | Hydraulic Services | 25.0 | Storage Tanks Galv |  |  |  | AKS | 1 |  |  |  |  | N | No | 2023-04-01 | 2022-09-05 | CDC Plumbing & Drainage | Kira Jackson
Grease Interceptor Trap | 1-m | #AST4665 |  | CRPP | CRPP | PR1 | 1 | EW | External Works | GR | Ground | 258 | 258 | HYD | Hydraulics | 1 | CRPP-1-EW-G-HYD-41 |  | GIT 1 5000 ltr KL | 7.0 | Hydraulic Services | 29.0 | Trade Waste |  |  |  | FCP Industries | 1 |  |  |  |  | N | No | 2023-04-01 | 2022-09-05 | CDC Plumbing & Drainage | Kira Jackson
Grease Interceptor Trap | 1-m | #AST4666 |  | CRPP | CRPP | PR1 | 1 | EW | External Works | GR | Ground | 258 | 258 | HYD | Hydraulics | 1 | CRPP-1-EW-G-HYD-42 |  | GIT 2 5000 ltr KL | 7.0 | Hydraulic Services | 29.0 | Trade Waste |  |  |  | FCP Industries | 1 |  |  |  |  | N | No | 2023-04-01 | 2022-09-05 | CDC Plumbing & Drainage | Kira Jackson
Grease Interceptor Trap | 1-m | #AST4667 |  | CRPP | CRPP | PR1 | 1 | EW | External Works | GR | Ground | 257 | 257 | HYD | Hydraulics | 1 | CRPP-1-EW-G-HYD-43 |  | GIT 3 1100 ltr VI | 7.0 | Hydraulic Services | 29.0 | Trade Waste |  |  |  | FCP Industries | 1 |  |  |  |  | N | No | 2023-04-01 | 2022-09-05 | CDC Plumbing & Drainage | Kira Jackson
Grease Interceptor Trap | 1-m | #AST4668 |  | CRPP | CRPP | PR1 | 1 | EW | External Works | GR | Ground | 258 | 258 | HYD | Hydraulics | 1 | CRPP-1-EW-G-HYD-44 |  | GIT 4 5000 ltr KL Bin Wash | 7.0 | Hydraulic Services | 29.0 | Trade Waste |  |  |  | FCP Industries | 1 |  |  |  |  | N | No | 2023-04-01 | 2022-09-05 | CDC Plumbing & Drainage | Kira Jackson
Grease Interceptor Trap | 1-m | #AST4669 |  | CRPP | CRPP | PR1 | 1 | EW | External Works | GR | Ground | 257 | 257 | HYD | Hydraulics | 1 | CRPP-1-EW-G-HYD-45 |  | GIT 5 5000 ltr IP | 7.0 | Hydraulic Services | 29.0 | Trade Waste |  |  |  | FCP Industries | 1 |  |  |  |  | N | No | 2023-04-01 | 2022-09-05 | CDC Plumbing & Drainage | Kira Jackson
Pietro Fiorentini OPSO Valve | 1-y | #AST66 |  | CRPP | CRPP | PR1 | 1 | ES | External Stores | GR | Ground | ES-041 | Plant Room | HYD | Hydraulics | 1 | CRPP-1-ES-G-HYD-12 | 013681 | OPSO valve arrangement - NG (50mm) 7kpa - 2.75kpa Radiant Heater | 7.0 | Hydraulic Services | 6.0 | Gas Reticulation Generally | Pietro Fiorentini | PF-32053-2.75 | 200738522668 | Systems Control Engineering | 1 |  |  |  |  | N | No | 2023-04-01 | 2022-09-05 | CDC Plumbing & Drainage | Kira Jackson
Pietro Fiorentini OPSO Valve | 1-y | #AST68 |  | CRPP | CRPP | PR1 | 1 | EW | External Works | GR | Ground | 251 | 251 | HYD | Hydraulics | 1 | CRPP-1-EW-G-HYD-14 | 013612 | OPSO valve arrangement - NG (50mm) 7kpa - 2.75kpa | 7.0 | Hydraulic Services | 6.0 | Gas Reticulation Generally | Pietro Fiorentini |  |  | Systems Control Engineering | 1 |  |  |  |  | N | No | 2023-04-01 | 2022-09-05 | CDC Plumbing & Drainage | Kira Jackson
Pietro Fiorentini OPSO Valve | 1-y | #AST75 |  | CRPP | CRPP | PR1 | 1 | GH | Gatehouse | GR | Ground | GH-020 | Sally Port | HYD | Hydraulics | 1 | CRPP-1-GH-G-HYD-02 | 013596 | OPSO valve arrangement - NG (40mm) 7-2.75KPA Radiant Heaters | 7.0 | Hydraulic Services | 6.0 | Gas Reticulation Generally | Pietro Fiorentini | PF-32053-2.75 |  | Systems Control Engineering | 1 |  |  |  |  | N | No | 2023-04-01 | 2022-09-05 | CDC Plumbing & Drainage | Kira Jackson
Pietro Fiorentini OPSO Valve | 1-y | #AST97 |  | CRPP | CRPP | PR1 | 1 | GH | Gatehouse | L1 | Level 01 | GH-208 | Ahu Plant | HYD | Hydraulics | 1 | CRPP-1-GH-L1-HYD-03 | 015294 | OPSO valve arrangement - NG (40mm) 7-2.75 KPA | 7.0 | Hydraulic Services | 6.0 | Gas Reticulation Generally | Pietro Fiorentini | PF-32053-2.75 | 202034476154 | Systems Control Engineering | 1 |  |  |  |  | N | No | 2023-04-01 | 2022-09-05 | CDC Plumbing & Drainage | Kira Jackson
Pietro Fiorentini OPSO Valve | 1-y | #AST103 |  | CRPP | CRPP | PR1 | 1 | SS | State Services Building | GR | Ground | SS-006 | Plant | HYD | Hydraulics | 1 | CRPP-1-SS-G-HYD-05 | 013032 | OPSO valve arrangement - NG (32mm) 7 - 2.75kpa | 7.0 | Hydraulic Services | 6.0 | Gas Reticulation Generally | Pietro Fiorentini | PF-32053-2.75 |  | Systems Control Engineering | 1 |  |  |  |  | N | No | 2023-04-01 | 2022-09-05 | CDC Plumbing & Drainage | Kira Jackson
Pietro Fiorentini OPSO Valve | 1-y | #AST134 |  | CRPP | CRPP | PR1 | 1 | SE | Security & Emergency Services Group Building | GR | Ground | SE-038 | Meters | HYD | Hydraulics | 1 | CRPP-1-SES-G-HYD-14 | 013643 | OPSO valve arrangement - NG (32mm)7 - 2.75kpa | 7.0 | Hydraulic Services | 6.0 | Gas Reticulation Generally | Pietro Fiorentini | PF-32053-2.75 | 202033152978 | Systems Control Engineering | 1 |  |  |  |  | N | No | 2023-04-01 | 2022-09-05 | CDC Plumbing & Drainage | Kira Jackson
Pietro Fiorentini OPSO Valve | 1-y | #AST150 |  | CRPP | CRPP | PR1 | 1 | VI | Visits | GR | Ground | VI-149 | Plant Room 3 | HYD | Hydraulics | 1 | CRPP-1-VI-G-HYD-20 | 013948 | OPSO valve arrangement - NG (32mm) 7 - 2.75kpa | 7.0 | Hydraulic Services | 6.0 | Gas Reticulation Generally | Pietro Fiorentini | PF-FIL-10603 | 202033152974 | Systems Control Engineering | 1 |  |  |  |  | N | No | 2023-04-01 | 2022-09-05 | CDC Plumbing & Drainage | Kira Jackson
Pietro Fiorentini OPSO Valve | 1-y | #AST242 |  | CRPP | CRPP | PR1 | 1 | MA01-ALKARA 1 | Main Accommodation 01 (Alkara 1) | L1 | Level 01 | MA01-103 | Hydraulic Plant | HYD | Hydraulics | 1 | CRPP-1-MA1-L1-HYD-43 | 013142 | OPSO valve arrangement - NG (32mm) 7-2.75kpa | 7.0 | Hydraulic Services | 6.0 | Gas Reticulation Generally | Pietro Fiorentini | PF-FIL-10603 | 2103 38848538 | Systems Control Engineering | 1 |  |  |  |  | N | No | 2023-04-01 | 2022-09-05 | CDC Plumbing & Drainage | Kira Jackson
Pietro Fiorentini OPSO Valve | 1-y | #AST325 |  | CRPP | CRPP | PR1 | 1 | MA16-HAILAR 2 | Main Accommodation 16 (Hailar 2) | L1 | Level 01 | MA16-103 | Hydraulic Plant | HYD | Hydraulics | 1 | CRPP-1-MA16-L1-HYD-43 | 013371 | OPSO valve arrangement - NG (32mm) 7-2.75kpa | 7.0 | Hydraulic Services | 6.0 | Gas Reticulation Generally | Pietro Fiorentini | PF-FIL-10603 | 2103 38848529 | Systems Control Engineering | 1 |  |  |  |  | N | No | 2023-04-01 | 2022-09-05 | CDC Plumbing & Drainage | Kira Jackson
Pietro Fiorentini OPSO Valve | 1-y | #AST408 |  | CRPP | CRPP | PR1 | 1 | MA02-ALKARA 2 | Main Accommodation 02 (Alkara 2) | L1 | Level 01 | MA02-103 | Hydraulic Plant | HYD | Hydraulics | 1 | CRPP-1-MA2-L1-HYD-43 | 013284 | OPSO valve arrangement - NG (32mm) 7-2.75kpa | 7.0 | Hydraulic Services | 6.0 | Gas Reticulation Generally | Pietro Fiorentini | PF-FIL-10603 | 2104 38848551 | Systems Control Engineering | 1 |  |  |  |  | N | No | 2023-04-01 | 2022-09-05 | CDC Plumbing & Drainage | Kira Jackson
Pietro Fiorentini OPSO Valve | 1-y | #AST491 |  | CRPP | CRPP | PR1 | 1 | MA15-HAILAR 1 | Main Accommodation 15 (Hailar 1) | L1 | Level 01 | MA15-103 | Hydraulic Plant | HYD | Hydraulics | 1 | CRPP-1-MA15-L1-HYD-43 | 013478 | OPSO valve arrangement - NG (32mm) 7-2.75kpa | 7.0 | Hydraulic Services | 6.0 | Gas Reticulation Generally | Pietro Fiorentini | PF-FIL-10603 | 2103 38848535 | Systems Control Engineering | 1 |  |  |  |  | N | No | 2023-04-01 | 2022-09-05 | CDC Plumbing & Drainage | Kira Jackson
Pietro Fiorentini OPSO Valve | 1-y | #AST678 |  | CRPP | CRPP | PR1 | 1 | MA03-BENNETTI 1 | Main Accommodation 03 (Bennetti 1) | L1 | Level 01 | MA03-103 | Hydraulic Plant | HYD | Hydraulics | 1 | CRPP-1-MA3-L1-HYD-43 | 013833 | OPSO valve arrangement - NG (32mm) 7-2.75kpa | 7.0 | Hydraulic Services | 6.0 | Gas Reticulation Generally | Pietro Fiorentini | PF-FIL-10603 | 2104 38848552 | Systems Control Engineering | 1 |  |  |  |  | N | No | 2023-04-01 | 2022-09-05 | CDC Plumbing & Drainage | Kira Jackson
Pietro Fiorentini OPSO Valve | 1-y | #AST836 |  | CRPP | CRPP | PR1 | 1 | MA04-BENNETTI 2 | Main Accommodation 04 (Bennetti 2) | L1 | Level 01 | MA04-103 | Hydraulic Plant | HYD | Hydraulics | 1 | CRPP-1-MA4-L1-HYD-43 | 013909 | OPSO valve arrangement - NG (32mm) 7-2.75kpa | 7.0 | Hydraulic Services | 6.0 | Gas Reticulation Generally | Pietro Fiorentini | PF-FIL-10603 | 2104 38848553 | Systems Control Engineering | 1 |  |  |  |  | N | No | 2023-04-01 | 2022-09-05 | CDC Plumbing & Drainage | Kira Jackson
Pietro Fiorentini OPSO Valve | 1-y | #AST919 |  | CRPP | CRPP | PR1 | 1 | MA05-CETI 1 | Main Accommodation 05 (Ceti 1) | L1 | Level 01 | MA05-103 | Hydraulic Plant | HYD | Hydraulics | 1 | CRPP-1-MA05-L1-HYD-43 | 014218 | OPSO valve arrangement - NG (32mm) 7-2.75kpa | 7.0 | Hydraulic Services | 6.0 | Gas Reticulation Generally | Pietro Fiorentini | PF-FIL-10603 | 2103 338848539 | Systems Control Engineering | 1 |  |  |  |  | N | No | 2023-04-01 | 2022-09-05 | CDC Plumbing & Drainage | Kira Jackson
Pietro Fiorentini OPSO Valve | 1-y | #AST1002 |  | CRPP | CRPP | PR1 | 1 | MA06-CETI 2 | Main Accommodation 06 (Ceti 2) | L1 | Level 01 | MA06-103 | Hydraulic Plant | HYD | Hydraulics | 1 | CRPP-1-MA06-L1-HYD-43 | 014368 | OPSO valve arrangement - NG (32mm) 7-2.75kpa | 7.0 | Hydraulic Services | 6.0 | Gas Reticulation Generally | Pietro Fiorentini | PF-FIL-10603 | 2104 38848557 | Systems Control Engineering | 1 |  |  |  |  | N | No | 2023-04-01 | 2022-09-05 | CDC Plumbing & Drainage | Kira Jackson
Pietro Fiorentini OPSO Valve | 1-y | #AST1085 |  | CRPP | CRPP | PR1 | 1 | MA07-DUNCAN 1 | Main Accommodation 07 (Duncan 1) | L1 | Level 01 | MA07-103 | Hydraulic Plant | HYD | Hydraulics | 1 | CRPP-1-MA07-L1-HYD-43 | 014440 | OPSO valve arrangement - NG (32mm) 7-2.75kpa | 7.0 | Hydraulic Services | 6.0 | Gas Reticulation Generally | Pietro Fiorentini | PF-FIL-10603 | 201338848543 | Systems Control Engineering | 1 |  |  |  |  | N | No | 2023-04-01 | 2022-09-05 | CDC Plumbing & Drainage | Kira Jackson
Pietro Fiorentini OPSO Valve | 1-y | #AST1168 |  | CRPP | CRPP | PR1 | 1 | MA08-DUNCAN 2 | Main Accommodation 08 (Duncan 2) | L1 | Level 01 | MA08-103 | Hydraulic Plant | HYD | Hydraulics | 1 | CRPP-1-MA08-L1-HYD-43 | 015083 | OPSO valve arrangement - NG (32mm) 7-2.75kpa | 7.0 | Hydraulic Services | 6.0 | Gas Reticulation Generally | Pietro Fiorentini | PF-FIL-10603 |  | Systems Control Engineering | 1 |  |  |  |  | N | No | 2023-04-01 | 2022-09-05 | CDC Plumbing & Drainage | Kira Jackson
Pietro Fiorentini OPSO Valve | 1-y | #AST1251 |  | CRPP | CRPP | PR1 | 1 | MA09-EASTLAKES 1 | Main Accommodation 09 (Eastlakes 1) | L1 | Level 01 | MA09-103 | Hydraulic Plant | HYD | Hydraulics | 1 | CRPP-1-MA09-L1-HYD-43 | 014720 | OPSO valve arrangement - NG (32mm) 7-2.75kpa | 7.0 | Hydraulic Services | 6.0 | Gas Reticulation Generally | Pietro Fiorentini | PF-FIL-10603 | 2103 38848541 | Systems Control Engineering | 1 |  |  |  |  | N | No | 2023-04-01 | 2022-09-05 | CDC Plumbing & Drainage | Kira Jackson
Pietro Fiorentini OPSO Valve | 1-y | #AST1334 |  | CRPP | CRPP | PR1 | 1 | MA10-EASTLAKES 2 | Main Accommodation 10 (Eastlakes 2) | L1 | Level 01 | MA10-103 | Hydraulic Plant | HYD | Hydraulics | 1 | CRPP-1-MA10-L1-HYD-43 | 014647 | OPSO valve arrangement - NG (32mm) 7-2.75kpa | 7.0 | Hydraulic Services | 6.0 | Gas Reticulation Generally | Pietro Fiorentini | PF-FIL-10603 | 2103 38844850 | Systems Control Engineering | 1 |  |  |  |  | N | No | 2023-04-01 | 2022-09-05 | CDC Plumbing & Drainage | Kira Jackson
Pietro Fiorentini OPSO Valve | 1-y | #AST1417 |  | CRPP | CRPP | PR1 | 1 | MA11-FRANCO 1 | Main Accommodation 11 (Franco 1) | L1 | Level 01 | MA11-103 | Hydraulic Plant | HYD | Hydraulics | 1 | CRPP-1-MA11-L1-HYD-43 | 014826 | OPSO valve arrangement - NG (32mm) 7-2.75kpa | 7.0 | Hydraulic Services | 6.0 | Gas Reticulation Generally | Pietro Fiorentini | PF-FIL-10603 | 210338848537 | Systems Control Engineering | 1 |  |  |  |  | N | No | 2023-04-01 | 2022-09-05 | CDC Plumbing & Drainage | Kira Jackson
Pietro Fiorentini OPSO Valve | 1-y | #AST1500 |  | CRPP | CRPP | PR1 | 1 | MA12-FRANCO 2 | Main Accommodation 12 (Franco 2) | L1 | Level 01 | MA12-103 | Hydraulic Plant | HYD | Hydraulics | 1 | CRPP-1-MA12-L1-HYD-43 | 014170 | OPSO valve arrangement - NG (32mm) 7-2.75kpa | 7.0 | Hydraulic Services | 6.0 | Gas Reticulation Generally | Pietro Fiorentini | PF-FIL-10603 | 7021 0338848642 | Systems Control Engineering | 1 |  |  |  |  | N | No | 2023-04-01 | 2022-09-05 | CDC Plumbing & Drainage | Kira Jackson
Pietro Fiorentini OPSO Valve | 1-y | #AST1583 |  | CRPP | CRPP | PR1 | 1 | MA13-GALVIN 1 | Main Accommodation 13 (Galvin 1) | L1 | Level 01 | MA13-103 | Hydraulic Plant | HYD | Hydraulics | 1 | CRPP-1-MA13-L1-HYD-43 | 013721 | OPSO valve arrangement - NG (32mm) 7-2.75kpa | 7.0 | Hydraulic Services | 6.0 | Gas Reticulation Generally | Pietro Fiorentini | PF-FIL-10603 | 2014 38848554 | Systems Control Engineering | 1 |  |  |  |  | N | No | 2023-04-01 | 2022-09-05 | CDC Plumbing & Drainage | Kira Jackson
Pietro Fiorentini OPSO Valve | 1-y | #AST1666 |  | CRPP | CRPP | PR1 | 1 | MA14-GALVIN 2 | Main Accommodation 14 (Galvin 2) | L1 | Level 01 | MA14-103 | Hydraulic Plant | HYD | Hydraulics | 1 | CRPP-1-MA14-L1-HYD-43 | 013572 | OPSO valve arrangement - NG (32mm) 7-2.75kpa | 7.0 | Hydraulic Services | 6.0 | Gas Reticulation Generally | Pietro Fiorentini | PF-FIL-10603 | 1950 38429975 | Systems Control Engineering | 1 |  |  |  |  | N | No | 2023-04-01 | 2022-09-05 | CDC Plumbing & Drainage | Kira Jackson
Pietro Fiorentini OPSO Valve | 1-y | #AST1715 |  | CRPP | CRPP | PR1 | 1 | CU | Central Utilities | EW | External Works | CU-OTH | Other | HYD | Hydraulics | 1 | CRPP-1-CU-EW-HYD-01 | 015344 | OPSO valve arrangement - NG (50mm) 70-7kpa | 7.0 | Hydraulic Services | 6.0 | Gas Reticulation Generally | Pietro Fiorentini | PF-FESBP-7 | 202033153199 | Systems Control Engineering | 1 |  |  |  |  | N | No | 2023-04-01 | 2022-09-05 | CDC Plumbing & Drainage | Kira Jackson
Pietro Fiorentini OPSO Valve | 1-y | #AST1735 |  | CRPP | CRPP | PR1 | 1 | RD | Reception Discharge | GR | Ground | RD-048 | Mechanical Plant | HYD | Hydraulics | 1 | CRPP-1-RD-G-HYD-21 | 014056 | OPSO valve arrangement - NG (50mm) 7-2.75kPa | 7.0 | Hydraulic Services | 6.0 | Gas Reticulation Generally | Pietro Fiorentini |  | 210438848559 | Systems Control Engineering | 1 |  |  |  |  | N | No | 2023-04-01 | 2022-09-05 | CDC Plumbing & Drainage | Kira Jackson
Pietro Fiorentini OPSO Valve | 1-y | #AST1798 |  | CRPP | CRPP | PR1 | 1 | HE | Health | L1 | Level 01 | HE-101 | Plant Room 2 | HYD | Hydraulics | 1 | CRPP-1-HE-L1-HYD-03 | 015079 | OPSO valve arrangement - NG (32mm) 7-2.75 KPA | 7.0 | Hydraulic Services | 6.0 | Gas Reticulation Generally | Pietro Fiorentini | PF-FIL-10603 | 202033152973 | Systems Control Engineering | 1 |  |  |  |  | N | No | 2023-04-01 | 2022-09-05 | CDC Plumbing & Drainage | Kira Jackson
Pietro Fiorentini OPSO Valve | 1-y | #AST3892 |  | CRPP | CRPP | PR1 | 1 | RC | Recreation | GR | Ground | RC-023 | Mechanical Plant 2 | HYD | Hydraulics | 1 | CRPP-1-RC-G-HYD-18 | 014898 | OPSO valve arrangement - NG (50mm) 7 - 2.75kpa | 7.0 | Hydraulic Services | 6.0 | Gas Reticulation Generally | Pietro Fiorentini | PF-FIL-10603 | 2103 38848546 | Systems Control Engineering | 1 |  |  |  |  | N | No | 2023-04-01 | 2022-09-05 | CDC Plumbing & Drainage | Kira Jackson
Pietro Fiorentini OPSO Valve | 1-y | #AST4228 |  | CRPP | CRPP | PR1 | 1 | MU | Karlton | PL | Plant | MU-101 | Plant Room | HYD | Hydraulics | 1 | CRPP-1-MU-G-HYD-65 | 015285 | OPSO valve arrangement - NG (32mm) 7 - 2.75KPA | 7.0 | Hydraulic Services | 6.0 | Gas Reticulation Generally | Pietro Fiorentini | PF-FIL-10603 |  | Systems Control Engineering | 1 |  |  |  |  | N | No | 2023-04-01 | 2022-09-05 | CDC Plumbing & Drainage | Kira Jackson
Pietro Fiorentini OPSO Valve | 1-y | #AST4255 |  | CRPP | CRPP | PR1 | 1 | IM | Industries Mainstream | GR | Ground | IM-021 | Plant 3 | HYD | Hydraulics | 1 | CRPP-1-IM-G-HYD-20 | 015265 | OPSO valve arrangement - NG (40mm) 7-2.75 KPA | 7.0 | Hydraulic Services | 6.0 | Gas Reticulation Generally | Pietro Fiorentini |  | 202034476167 | Systems Control Engineering | 1 |  |  |  |  | N | No | 2023-04-01 | 2022-09-05 | CDC Plumbing & Drainage | Kira Jackson
Pietro Fiorentini OPSO Valve | 1-y | #AST4257 |  | CRPP | CRPP | PR1 | 1 | IM | Industries Mainstream | GR | Ground | IM-027 | Workshop 3 | HYD | Hydraulics | 1 | CRPP-1-IM-G-HYD-22 | 014998 | OPSO valve arrangement - NG (80mm) 7 - 2.75kpa | 7.0 | Hydraulic Services | 6.0 | Gas Reticulation Generally | Pietro Fiorentini |  |  | Systems Control Engineering | 1 |  |  |  |  | N | No | 2023-04-01 | 2022-09-05 | CDC Plumbing & Drainage | Kira Jackson
Pietro Fiorentini OPSO Valve | 1-y | #AST4258 |  | CRPP | CRPP | PR1 | 1 | IM | Industries Mainstream | GR | Ground | IM-045 | Workshop 1 | HYD | Hydraulics | 1 | CRPP-1-IM-G-HYD-23 | 015254 | OPSO valve arrangement - NG (100mm) 7 - 2.75kpa | 7.0 | Hydraulic Services | 6.0 | Gas Reticulation Generally | Pietro Fiorentini |  |  | Systems Control Engineering | 1 |  |  |  |  | N | No | 2023-04-01 | 2022-09-05 | CDC Plumbing & Drainage | Kira Jackson
Pietro Fiorentini OPSO Valve | 1-y | #AST4282 |  | CRPP | CRPP | PR1 | 1 | IP | Industries Protection | GR | Ground | IP-027 | Plant Room 02 | HYD | Hydraulics | 1 | CRPP-1-IP-G-HYD-21 | 014945 | OPSO valve arrangement - NG (65mm) 7 - 2.75kpa | 7.0 | Hydraulic Services | 6.0 | Gas Reticulation Generally | Pietro Fiorentini |  | 210338848545 | Systems Control Engineering | 1 |  |  |  |  | N | No | 2023-04-01 | 2022-09-05 | CDC Plumbing & Drainage | Kira Jackson
Pietro Fiorentini OPSO Valve | 1-y | #AST4283 |  | CRPP | CRPP | PR1 | 1 | KL | Kitchen Laundry | GR | Ground | KL-062 | Plantroom 1 | HYD | Hydraulics | 1 | CRPP-1-KL-G-HYD-03 | 015191 | OPSO valve arrangement - NG (80mm) 7-2.75kpa | 7.0 | Hydraulic Services | 6.0 | Gas Reticulation Generally | Pietro Fiorentini |  | 210438848566 | Systems Control Engineering | 1 |  |  |  |  | N | No | 2023-04-01 | 2022-09-05 | CDC Plumbing & Drainage | Kira Jackson
Pietro Fiorentini OPSO Valve | 1-y | #AST4285 |  | CRPP | CRPP | PR1 | 1 | KL | Kitchen Laundry | GR | Ground | KL-062 | Plantroom 1 | HYD | Hydraulics | 1 | CRPP-1-KL-G-HYD-04 | 015204 | OPSO valve arrangement - NG (65mm) 7-2.75kpa | 7.0 | Hydraulic Services | 6.0 | Gas Reticulation Generally | Pietro Fiorentini |  | 210438848558 | Systems Control Engineering | 1 |  |  |  |  | N | No | 2023-04-01 | 2022-09-05 | CDC Plumbing & Drainage | Kira Jackson
Pietro Fiorentini OPSO Valve | 1-y | #AST4296 |  | CRPP | CRPP | PR1 | 1 | KL | Kitchen Laundry | GR | Ground | KL-062 | Plantroom 1 | HYD | Hydraulics | 1 | CRPP-1-KL-G-HYD-15 | 015208 | OPSO valve arrangement - NG (65mm) 7-2.75kpa | 7.0 | Hydraulic Services | 6.0 | Gas Reticulation Generally | Pietro Fiorentini |  | 201816360594 | Systems Control Engineering | 1 |  |  |  |  | N | No | 2023-04-01 | 2022-09-05 | CDC Plumbing & Drainage | Kira Jackson
Pietro Fiorentini OPSO Valve | 1-y | #AST4314 |  | CRPP | CRPP | PR1 | 1 | KL | Kitchen Laundry | GR | Ground | KL-062 | Plantroom 1 | HYD | Hydraulics | 1 | CRPP-1-KL-G-HYD-28 | 014204 | OPSO valve arrangement - NG (40mm) 7-2.75kpa | 7.0 | Hydraulic Services | 6.0 | Gas Reticulation Generally | Pietro Fiorentini |  | 210438848554 | Systems Control Engineering | 1 |  |  |  |  | N | No | 2023-04-01 | 2022-09-05 | CDC Plumbing & Drainage | Kira Jackson
Pietro Fiorentini OPSO Valve | 1-y | #AST4315 |  | CRPP | CRPP | PR1 | 1 | KL | Kitchen Laundry | GR | Ground | KL-062 | Plantroom 1 | HYD | Hydraulics | 1 | CRPP-1-KL-G-HYD-29 | 015206 | OPSO valve arrangement - NG (32mm) 7-2.75kpa | 7.0 | Hydraulic Services | 6.0 | Gas Reticulation Generally | Pietro Fiorentini |  | 2104388448555 | Systems Control Engineering | 1 |  |  |  |  | N | No | 2023-04-01 | 2022-09-05 | CDC Plumbing & Drainage | Kira Jackson
Pietro Fiorentini OPSO Valve | 1-y | #AST4316 |  | CRPP | CRPP | PR1 | 1 | KL | Kitchen Laundry | GR | Ground | KL-062 | Plantroom 1 | HYD | Hydraulics | 1 | CRPP-1-KL-G-HYD-30 | 015205 | OPSO valve arrangement - NG (50mm) 7-2.75kpa | 7.0 | Hydraulic Services | 6.0 | Gas Reticulation Generally | Pietro Fiorentini |  | 2104388448558 | Systems Control Engineering | 1 |  |  |  |  | N | No | 2023-04-01 | 2022-09-05 | CDC Plumbing & Drainage | Kira Jackson
Hot/Chilled Water Units | 1-y | #AST6 |  | CRPP | CRPP | PR1 | 1 | EN01 | Alkara Entry | GR | Ground | EN01-020 | Staff Tea Room | HYD | Hydraulics | 1 | CRPP-1-EN01-G-HYD-04 | 013186 | Vandal proof dispenser w/remote buttons and font tray | 7.0 | Hydraulic Services | 12.0 | Hot/Chilled Water Units | Billi | Quadra 420 - 904020JCH | U 05 64 60108 | Harvey Norman | 1 |  |  |  |  | N | No | 2023-04-01 | 2022-09-05 | CDC Plumbing & Drainage | Kira Jackson
Hot/Chilled Water Units | 1-y | #AST63 |  | CRPP | CRPP | PR1 | 1 | ES | External Stores | GR | Ground | ES-037 | Prisoner Tea And Locker | HYD | Hydraulics | 1 | CRPP-1-ES-G-HYD-09 | 013613 | Vandal proof dispenser w/remote buttons | 7.0 | Hydraulic Services | 12.0 | Hot/Chilled Water Units | Billi | Quadra 420 - 904020JCH | U 07 62 40008 | Harvey Norman | 1 |  |  |  |  | N | No | 2023-04-01 | 2022-09-05 | CDC Plumbing & Drainage | Kira Jackson
Hot/Chilled Water Units | 1-y | #AST1749 |  | CRPP | CRPP | PR1 | 1 | HE | Health | GR | Ground | HE-017 | Day Room | HYD | Hydraulics | 1 | CRPP-1-HE-G-HYD-06 | 015059 | Vandal proof dispenser w/remote buttons | 7.0 | Hydraulic Services | 12.0 | Hot/Chilled Water Units | Billi | Quadra 420 - 904020JCH | U056460077 | Harvey Norman | 1 |  |  |  |  | N | No | 2023-04-01 | 2022-09-05 | CDC Plumbing & Drainage | Kira Jackson
Hot/Chilled Water Units | 1-y | #AST1772 |  | CRPP | CRPP | PR1 | 1 | HE | Health | GR | Ground | HE-072 | Corridor 1 | HYD | Hydraulics | 1 | CRPP-1-HE-G-HYD-29 | 015491 | Vandal proof dispenser w/remote buttons | 7.0 | Hydraulic Services | 12.0 | Hot/Chilled Water Units | Billi | Quadra 420 - 904020JCH |  | Harvey Norman | 1 |  |  |  |  | N | No | 2023-04-01 | 2022-09-05 | CDC Plumbing & Drainage | Kira Jackson
Hot/Chilled Water Units | 1-y | #AST1799 |  | CRPP | CRPP | PR1 | 1 | CC | Cultural Centre | GR | Ground | CC-008 | Meeting Place | HYD | Hydraulics | 1 | CRPP-1-CC-G-HYD-01 | 013986 | Tap with boiling and chilled fitered water w/DDA compliant dispenser | 7.0 | Hydraulic Services | 12.0 | Hot/Chilled Water Units | Billi | Quadra 420 - 904020JCH | U066460048 | Harvey Norman | 1 |  |  |  |  | N | No | 2023-04-01 | 2022-09-05 | CDC Plumbing & Drainage | Kira Jackson
Hot/Chilled Water Units | 1-y | #AST1800 |  | CRPP | CRPP | PR1 | 1 | CC | Cultural Centre | GR | Ground | CC-016 | Multi-Faith Centre | HYD | Hydraulics | 1 | CRPP-1-CC-G-HYD-02 | 013990 | Vandal proof dispenser w/remote buttons and font tray | 7.0 | Hydraulic Services | 12.0 | Hot/Chilled Water Units | Billi | Quadra 420 - 904020JCH | U066460046 | Harvey Norman | 1 |  |  |  |  | N | No | 2023-04-01 | 2022-09-05 | CDC Plumbing & Drainage | Kira Jackson
Hot/Chilled Water Units | 1-y | #AST1801 |  | CRPP | CRPP | PR1 | 1 | CC | Cultural Centre | GR | Ground | CC-021 | Programs | HYD | Hydraulics | 1 | CRPP-1-CC-G-HYD-03 | 013991 | Vandal proof dispenser w/remote buttons and font tray | 7.0 | Hydraulic Services | 12.0 | Hot/Chilled Water Units | Billi | Quadra 420 - 904020JCH | U066460059 | Harvey Norman | 1 |  |  |  |  | N | No | 2023-04-01 | 2022-09-05 | CDC Plumbing & Drainage | Kira Jackson
Hot/Chilled Water Units | 1-y | #AST1802 |  | CRPP | CRPP | PR1 | 1 | CC | Cultural Centre | GR | Ground | CC-002 | Arts/ Craft | HYD | Hydraulics | 1 | CRPP-1-CC-G-HYD-04 | 013985 | Tap with boiling and chilled fitered water w/DDA compliant dispenser | 7.0 | Hydraulic Services | 12.0 | Hot/Chilled Water Units | Billi | Quadra 420 - 904020JCH | U066460061 | Harvey Norman | 1 |  |  |  |  | N | No | 2023-04-01 | 2022-09-05 | CDC Plumbing & Drainage | Kira Jackson
Hot/Chilled Water Units | 1-y | #AST1803 |  | CRPP | CRPP | PR1 | 1 | EP | Education Programs | GR | Ground | EP-012 | Protection Foyer | HYD | Hydraulics | 1 | CRPP-1-EP-G-HYD-01 | 015044 | Vandal proof dispenser w/remote buttons and font tray | 7.0 | Hydraulic Services | 12.0 | Hot/Chilled Water Units | Billi | Quadra 420 - 904020JCH | U 06 66 10075 | Harvey Norman | 1 |  |  |  |  | N | No | 2023-04-01 | 2022-09-05 | CDC Plumbing & Drainage | Kira Jackson
Hot/Chilled Water Units | 1-y | #AST1804 |  | CRPP | CRPP | PR1 | 1 | EP | Education Programs | GR | Ground | EP-054 | Education Programs Courtyard | HYD | Hydraulics | 1 | CRPP-1-EP-G-HYD-02 | 015043 | Vandal proof dispenser w/remote buttons and font tray | 7.0 | Hydraulic Services | 12.0 | Hot/Chilled Water Units | Billi | Quadra 420 - 904020JCH | U 07 46 60001 | Harvey Norman | 1 |  |  |  |  | N | No | 2023-04-01 | 2022-09-05 | CDC Plumbing & Drainage | Kira Jackson
Hot/Chilled Water Units | 1-y | #AST1805 |  | CRPP | CRPP | PR1 | 1 | ES | External Stores | GR | Ground | ES-018 | Staff Tea Room | HYD | Hydraulics | 1 | CRPP-1-ES-G-HYD-19 | 013616 | Vandal proof dispenser w/remote buttons and font tray | 7.0 | Hydraulic Services | 12.0 | Hot/Chilled Water Units | Billi | Quadra 420 - 904020JCH | U 01 62 500191 | Harvey Norman | 1 |  |  |  |  | N | No | 2023-04-01 | 2022-09-05 | CDC Plumbing & Drainage | Kira Jackson
Hot/Chilled Water Units | 1-y | #AST1808 |  | CRPP | CRPP | PR1 | 1 | IM | Industries Mainstream | GR | Ground | IM-049 | Prisoner Tea & Locker 1 | HYD | Hydraulics | 1 | CRPP-1-IM-G-HYD-01 | 015098 | Vandal proof dispenser w/remote buttons and font tray | 7.0 | Hydraulic Services | 12.0 | Hot/Chilled Water Units | Billi | Quadra 420 - 904020JCH | U066610090 | Harvey Norman | 1 |  |  |  |  | N | No | 2023-04-01 | 2022-09-05 | CDC Plumbing & Drainage | Kira Jackson
Hot/Chilled Water Units | 1-y | #AST1809 |  | CRPP | CRPP | PR1 | 1 | IM | Industries Mainstream | GR | Ground | IM-049 | Prisoner Tea & Locker 1 | HYD | Hydraulics | 1 | CRPP-1-IM-G-HYD-02 | 015097 | Vandal proof dispenser w/remote buttons and font tray | 7.0 | Hydraulic Services | 12.0 | Hot/Chilled Water Units | Billi | Quadra 420 - 904020JCH | U066610093 | Harvey Norman | 1 |  |  |  |  | N | No | 2023-04-01 | 2022-09-05 | CDC Plumbing & Drainage | Kira Jackson
Hot/Chilled Water Units | 1-y | #AST1810 |  | CRPP | CRPP | PR1 | 1 | IP | Industries Protection | GR | Ground | IP-011 | Prisoner Tea Room 1 | HYD | Hydraulics | 1 | CRPP-1-IP-G-HYD-01 | 014915 | Vandal proof dispenser w/remote buttons and font tray | 7.0 | Hydraulic Services | 12.0 | Hot/Chilled Water Units | Billi | Quadra 420 - 904020JCH | U056460076 | Harvey Norman | 1 |  |  |  |  | N | No | 2023-04-01 | 2022-09-05 | CDC Plumbing & Drainage | Kira Jackson
Hot/Chilled Water Units | 1-y | #AST1811 |  | CRPP | CRPP | PR1 | 1 | IP | Industries Protection | GR | Ground | IP-022 | Prisoner Tea Room 2 | HYD | Hydraulics | 1 | CRPP-1-IP-G-HYD-02 | 014917 | Vandal proof dispenser w/remote buttons and font tray | 7.0 | Hydraulic Services | 12.0 | Hot/Chilled Water Units | Billi | Quadra 420 - 904020JCH | U056460073 | Harvey Norman | 1 |  |  |  |  | N | No | 2023-04-01 | 2022-09-05 | CDC Plumbing & Drainage | Kira Jackson
Hot/Chilled Water Units | 1-y | #AST1812 |  | CRPP | CRPP | PR1 | 1 | KL | Kitchen Laundry | GR | Ground | KL-004 | Prisoner Tea & Locker Room 2 | HYD | Hydraulics | 1 | CRPP-1-KL-HYD-01 | 015197 | Vandal proof dispenser w/remote buttons and font tray | 7.0 | Hydraulic Services | 12.0 | Hot/Chilled Water Units | Billi | Quadra 420 - 904020JCH | U076240015 | Harvey Norman | 1 |  |  |  |  | N | No | 2023-04-01 | 2022-09-05 | CDC Plumbing & Drainage | Kira Jackson
Hot/Chilled Water Units | 1-y | #AST1813 |  | CRPP | CRPP | PR1 | 1 | KL | Kitchen Laundry | GR | Ground | KL-022 | Prisoner Tea & Locker Room 1 | HYD | Hydraulics | 1 | CRPP-1-KL-HYD-02 | 015192 | Vandal proof dispenser w/remote buttons and font tray | 7.0 | Hydraulic Services | 12.0 | Hot/Chilled Water Units | Billi | Quadra 420 - 904020JCH | U076240069 | Harvey Norman | 1 |  |  |  |  | N | No | 2023-04-01 | 2022-09-05 | CDC Plumbing & Drainage | Kira Jackson
Hot/Chilled Water Units | 1-y | #AST1814 |  | CRPP | CRPP | PR1 | 1 | MA01-ALKARA 1 | Main Accommodation 01 (Alkara 1) | GR | Ground | MA01-004 | Kitchen 1 | HYD | Hydraulics | 1 | CRPP-1-MA1-G-HYD-41 | 013145 | Vandal proof dispenser w/remote buttons and font tray | 7.0 | Hydraulic Services | 12.0 | Hot/Chilled Water Units | Billi | Billi Quadra 460 Vandal Proof Chrome 180/175 | U 05 66 10052 | Harvey Norman | 1 |  |  |  |  | N | No | 2023-04-01 | 2022-09-05 | CDC Plumbing & Drainage | Kira Jackson
Hot/Chilled Water Units | 1-y | #AST1815 |  | CRPP | CRPP | PR1 | 1 | MA01-ALKARA 1 | Main Accommodation 01 (Alkara 1) | GR | Ground | MA01-024 | Kitchen 2 | HYD | Hydraulics | 1 | CRPP-1-MA1-G-HYD-42 | 013144 | Vandal proof dispenser w/remote buttons and font tray | 7.0 | Hydraulic Services | 12.0 | Hot/Chilled Water Units | Billi | Billi Quadra 460 Vandal Proof Chrome 180/175 | U 05 66 10041 | Harvey Norman | 1 |  |  |  |  | N | No | 2023-04-01 | 2022-09-05 | CDC Plumbing & Drainage | Kira Jackson
Hot/Chilled Water Units | 1-y | #AST1816 |  | CRPP | CRPP | PR1 | 1 | MA01-ALKARA 1 | Main Accommodation 01 (Alkara 1) | GR | Ground | MA01-021 | Office | HYD | Hydraulics | 1 | CRPP-1-MA1-G-HYD-43 | 013146 | Vandal proof dispenser w/remote buttons and font tray | 7.0 | Hydraulic Services | 12.0 | Hot/Chilled Water Units | Billi | Quadra 420 - 904020JCH | U 05 62 40007 | Harvey Norman | 1 |  |  |  |  | N | No | 2023-04-01 | 2022-09-05 | CDC Plumbing & Drainage | Kira Jackson
Hot/Chilled Water Units | 1-y | #AST1817 |  | CRPP | CRPP | PR1 | 1 | MA02-ALKARA 2 | Main Accommodation 02 (Alkara 2) | GR | Ground | MA02-004 | Kitchen 1 | HYD | Hydraulics | 1 | CRPP-1-MA2-G-HYD-41 | 013234 | Vandal proof dispenser w/remote buttons and font tray | 7.0 | Hydraulic Services | 12.0 | Hot/Chilled Water Units | Billi | Billi Quadra 460 Vandal Proof Chrome 180/175 | U 06 66 10081 | Harvey Norman | 1 |  |  |  |  | N | No | 2023-04-01 | 2022-09-05 | CDC Plumbing & Drainage | Kira Jackson
Hot/Chilled Water Units | 1-y | #AST1818 |  | CRPP | CRPP | PR1 | 1 | MA02-ALKARA 2 | Main Accommodation 02 (Alkara 2) | GR | Ground | MA02-024 | Kitchen 2 | HYD | Hydraulics | 1 | CRPP-1-MA2-G-HYD-42 | 013235 | Vandal proof dispenser w/remote buttons and font tray | 7.0 | Hydraulic Services | 12.0 | Hot/Chilled Water Units | Billi | Billi Quadra 460 Vandal Proof Chrome 180/175 | U 06 66 10113 | Harvey Norman | 1 |  |  |  |  | N | No | 2023-04-01 | 2022-09-05 | CDC Plumbing & Drainage | Kira Jackson
Hot/Chilled Water Units | 1-y | #AST1819 |  | CRPP | CRPP | PR1 | 1 | MA02-ALKARA 2 | Main Accommodation 02 (Alkara 2) | GR | Ground | MA02-021 | Office | HYD | Hydraulics | 1 | CRPP-1-MA2-G-HYD-43 | 013236 | Vandal proof dispenser w/remote buttons and font tray | 7.0 | Hydraulic Services | 12.0 | Hot/Chilled Water Units | Billi | Quadra 420 - 904020JCH | U 06 62 40004 | Harvey Norman | 1 |  |  |  |  | N | No | 2023-04-01 | 2022-09-05 | CDC Plumbing & Drainage | Kira Jackson
Hot/Chilled Water Units | 1-y | #AST1820 |  | CRPP | CRPP | PR1 | 1 | MA03-BENNETTI 1 | Main Accommodation 03 (Bennetti 1) | GR | Ground | MA03-004 | Kitchen 1 | HYD | Hydraulics | 1 | CRPP-1-MA3-G-HYD-41 | 013783 | Vandal proof dispenser w/remote buttons and font tray | 7.0 | Hydraulic Services | 12.0 | Hot/Chilled Water Units | Billi | Billi Quadra 460 Vandal Proof Chrome 180/175 | U 06 66 10091 | Harvey Norman | 1 |  |  |  |  | N | No | 2023-04-01 | 2022-09-05 | CDC Plumbing & Drainage | Kira Jackson
Hot/Chilled Water Units | 1-y | #AST1821 |  | CRPP | CRPP | PR1 | 1 | MA03-BENNETTI 1 | Main Accommodation 03 (Bennetti 1) | GR | Ground | MA03-021 | Office | HYD | Hydraulics | 1 | CRPP-1-MA3-G-HYD-42 | 013785 | Vandal proof dispenser w/remote buttons and font tray | 7.0 | Hydraulic Services | 12.0 | Hot/Chilled Water Units | Billi | Quadra 420 - 904020JCH | U 06 62 40039 | Harvey Norman | 1 |  |  |  |  | N | No | 2023-04-01 | 2022-09-05 | CDC Plumbing & Drainage | Kira Jackson
Hot/Chilled Water Units | 1-y | #AST1822 |  | CRPP | CRPP | PR1 | 1 | MA03-BENNETTI 1 | Main Accommodation 03 (Bennetti 1) | GR | Ground | MA03-024 | Kitchen 2 | HYD | Hydraulics | 1 | CRPP-1-MA3-G-HYD-43 | 013788 | Vandal proof dispenser w/remote buttons and font tray | 7.0 | Hydraulic Services | 12.0 | Hot/Chilled Water Units | Billi | Billi Quadra 460 Vandal Proof Chrome 180/175 | U 06 66 12079 | Harvey Norman | 1 |  |  |  |  | N | No | 2023-04-01 | 2022-09-05 | CDC Plumbing & Drainage | Kira Jackson
Hot/Chilled Water Units | 1-y | #AST1823 |  | CRPP | CRPP | PR1 | 1 | MA04-BENNETTI 2 | Main Accommodation 04 (Bennetti 2) | GR | Ground | MA04-004 | Kitchen 1 | HYD | Hydraulics | 1 | CRPP-1-MA4-G-HYD-41 | 013867 | Vandal proof dispenser w/remote buttons and font tray | 7.0 | Hydraulic Services | 12.0 | Hot/Chilled Water Units | Billi | Billi Quadra 460 Vandal Proof Chrome 180/175 | U 06 66 10108 | Harvey Norman | 1 |  |  |  |  | N | No | 2023-04-01 | 2022-09-05 | CDC Plumbing & Drainage | Kira Jackson
Hot/Chilled Water Units | 1-y | #AST1824 |  | CRPP | CRPP | PR1 | 1 | MA04-BENNETTI 2 | Main Accommodation 04 (Bennetti 2) | GR | Ground | MA04-021 | Office | HYD | Hydraulics | 1 | CRPP-1-MA4-G-HYD-42 | 013919 | Vandal proof dispenser w/remote buttons and font tray | 7.0 | Hydraulic Services | 12.0 | Hot/Chilled Water Units | Billi | Quadra 420 - 904020JCH | U 05 62 40052 | Harvey Norman | 1 |  |  |  |  | N | No | 2023-04-01 | 2022-09-05 | CDC Plumbing & Drainage | Kira Jackson
Hot/Chilled Water Units | 1-y | #AST1825 |  | CRPP | CRPP | PR1 | 1 | MA04-BENNETTI 2 | Main Accommodation 04 (Bennetti 2) | GR | Ground | MA04-024 | Kitchen 2 | HYD | Hydraulics | 1 | CRPP-1-MA4-G-HYD-43 | 013870 | Vandal proof dispenser w/remote buttons and font tray | 7.0 | Hydraulic Services | 12.0 | Hot/Chilled Water Units | Billi | Billi Quadra 460 Vandal Proof Chrome 180/175 | U 06 66 10092 | Harvey Norman | 1 |  |  |  |  | N | No | 2023-04-01 | 2022-09-05 | CDC Plumbing & Drainage | Kira Jackson
Hot/Chilled Water Units | 1-y | #AST1826 |  | CRPP | CRPP | PR1 | 1 | MA05-CETI 1 | Main Accommodation 05 (Ceti 1) | GR | Ground | MA05-004 | Kitchen 1 | HYD | Hydraulics | 1 | CRPP-1-MA05-G-HYD-41 | 014213 | Vandal proof dispenser w/remote buttons and font tray | 7.0 | Hydraulic Services | 12.0 | Hot/Chilled Water Units | Billi | Billi Quadra 460 Vandal Proof Chrome 180/175 | U 06 6610099 | Harvey Norman | 1 |  |  |  |  | N | No | 2023-04-01 | 2022-09-05 | CDC Plumbing & Drainage | Kira Jackson
Hot/Chilled Water Units | 1-y | #AST1827 |  | CRPP | CRPP | PR1 | 1 | MA05-CETI 1 | Main Accommodation 05 (Ceti 1) | GR | Ground | MA05-021 | Office | HYD | Hydraulics | 1 | CRPP-1-MA05-G-HYD-42 | 014224 | Vandal proof dispenser w/remote buttons and font tray | 7.0 | Hydraulic Services | 12.0 | Hot/Chilled Water Units | Billi | Quadra 420 - 904020JCH | U 06 62 40057 | Harvey Norman | 1 |  |  |  |  | N | No | 2023-04-01 | 2022-09-05 | CDC Plumbing & Drainage | Kira Jackson
Hot/Chilled Water Units | 1-y | #AST1828 |  | CRPP | CRPP | PR1 | 1 | MA05-CETI 1 | Main Accommodation 05 (Ceti 1) | GR | Ground | MA05-024 | Kitchen 2 | HYD | Hydraulics | 1 | CRPP-1-MA05-G-HYD-43 | 014264 | Vandal proof dispenser w/remote buttons and font tray | 7.0 | Hydraulic Services | 12.0 | Hot/Chilled Water Units | Billi | Billi Quadra 460 Vandal Proof Chrome 180/175 | T 12 66 10753 | Harvey Norman | 1 |  |  |  |  | N | No | 2023-04-01 | 2022-09-05 | CDC Plumbing & Drainage | Kira Jackson
Hot/Chilled Water Units | 1-y | #AST1829 |  | CRPP | CRPP | PR1 | 1 | MA06-CETI 2 | Main Accommodation 06 (Ceti 2) | GR | Ground | MA06-004 | Kitchen 1 | HYD | Hydraulics | 1 | CRPP-1-MA06-G-HYD-41 | 014315 | Vandal proof dispenser w/remote buttons and font tray | 7.0 | Hydraulic Services | 12.0 | Hot/Chilled Water Units | Billi | Billi Quadra 460 Vandal Proof Chrome 180/175 | U 06 66 10077 | Harvey Norman | 1 |  |  |  |  | N | No | 2023-04-01 | 2022-09-05 | CDC Plumbing & Drainage | Kira Jackson
Hot/Chilled Water Units | 1-y | #AST1830 |  | CRPP | CRPP | PR1 | 1 | MA06-CETI 2 | Main Accommodation 06 (Ceti 2) | GR | Ground | MA06-024 | Kitchen 2 | HYD | Hydraulics | 1 | CRPP-1-MA06-G-HYD-42 | 014320 | Vandal proof dispenser w/remote buttons and font tray | 7.0 | Hydraulic Services | 12.0 | Hot/Chilled Water Units | Billi | Billi Quadra 460 Vandal Proof Chrome 180/175 | U 06 66 10053 | Harvey Norman | 1 |  |  |  |  | N | No | 2023-04-01 | 2022-09-05 | CDC Plumbing & Drainage | Kira Jackson
Hot/Chilled Water Units | 1-y | #AST1831 |  | CRPP | CRPP | PR1 | 1 | MA06-CETI 2 | Main Accommodation 06 (Ceti 2) | GR | Ground | MA06-021 | Office | HYD | Hydraulics | 1 | CRPP-1-MA06-G-HYD-43 | 014317 | Vandal proof dispenser w/remote buttons and font tray | 7.0 | Hydraulic Services | 12.0 | Hot/Chilled Water Units | Billi | Quadra 420 - 904020JCH | U 06 62 40058 | Harvey Norman | 1 |  |  |  |  | N | No | 2023-04-01 | 2022-09-05 | CDC Plumbing & Drainage | Kira Jackson
Hot/Chilled Water Units | 1-y | #AST1832 |  | CRPP | CRPP | PR1 | 1 | MA07-DUNCAN 1 | Main Accommodation 07 (Duncan 1) | GR | Ground | MA07-004 | Kitchen 1 | HYD | Hydraulics | 1 | CRPP-1-MA07-G-HYD-41 | 014388 | Vandal proof dispenser w/remote buttons and font tray | 7.0 | Hydraulic Services | 12.0 | Hot/Chilled Water Units | Billi | Billi Quadra 460 Vandal Proof Chrome 180/175 | U 06 66 10086 | Harvey Norman | 1 |  |  |  |  | N | No | 2023-04-01 | 2022-09-05 | CDC Plumbing & Drainage | Kira Jackson
Hot/Chilled Water Units | 1-y | #AST1833 |  | CRPP | CRPP | PR1 | 1 | MA07-DUNCAN 1 | Main Accommodation 07 (Duncan 1) | GR | Ground | MA07-021 | Office | HYD | Hydraulics | 1 | CRPP-1-MA07-G-HYD-42 | 014391 | Vandal proof dispenser w/remote buttons and font tray | 7.0 | Hydraulic Services | 12.0 | Hot/Chilled Water Units | Billi | Quadra 420 - 904020JCH | U 05 62 40054 | Harvey Norman | 1 |  |  |  |  | N | No | 2023-04-01 | 2022-09-05 | CDC Plumbing & Drainage | Kira Jackson
Hot/Chilled Water Units | 1-y | #AST1834 |  | CRPP | CRPP | PR1 | 1 | MA07-DUNCAN 1 | Main Accommodation 07 (Duncan 1) | GR | Ground | MA07-024 | Kitchen 2 | HYD | Hydraulics | 1 | CRPP-1-MA07-G-HYD-43 | 014393 | Vandal proof dispenser w/remote buttons and font tray | 7.0 | Hydraulic Services | 12.0 | Hot/Chilled Water Units | Billi | Billi Quadra 460 Vandal Proof Chrome 180/175 | U 06 66 10070 | Harvey Norman | 1 |  |  |  |  | N | No | 2023-04-01 | 2022-09-05 | CDC Plumbing & Drainage | Kira Jackson
Hot/Chilled Water Units | 1-y | #AST1835 |  | CRPP | CRPP | PR1 | 1 | MA08-DUNCAN 2 | Main Accommodation 08 (Duncan 2) | GR | Ground | MA08-004 | Kitchen 1 | HYD | Hydraulics | 1 | CRPP-1-MA08-G-HYD-41 | 014541 | Vandal proof dispenser w/remote buttons and font tray | 7.0 | Hydraulic Services | 12.0 | Hot/Chilled Water Units | Billi | Billi Quadra 460 Vandal Proof Chrome 180/175 | U 06 66 10068 | Harvey Norman | 1 |  |  |  |  | N | No | 2023-04-01 | 2022-09-05 | CDC Plumbing & Drainage | Kira Jackson
Hot/Chilled Water Units | 1-y | #AST1836 |  | CRPP | CRPP | PR1 | 1 | MA08-DUNCAN 2 | Main Accommodation 08 (Duncan 2) | GR | Ground | MA08-021 | Office | HYD | Hydraulics | 1 | CRPP-1-MA08-G-HYD-42 | 014462 | Vandal proof dispenser w/remote buttons and font tray | 7.0 | Hydraulic Services | 12.0 | Hot/Chilled Water Units | Billi | Quadra 420 - 904020JCH | U 05 62 40053 | Harvey Norman | 1 |  |  |  |  | N | No | 2023-04-01 | 2022-09-05 | CDC Plumbing & Drainage | Kira Jackson
Hot/Chilled Water Units | 1-y | #AST1837 |  | CRPP | CRPP | PR1 | 1 | MA08-DUNCAN 2 | Main Accommodation 08 (Duncan 2) | GR | Ground | MA08-024 | Kitchen 2 | HYD | Hydraulics | 1 | CRPP-1-MA08-G-HYD-43 | 014465 | Vandal proof dispenser w/remote buttons and font tray | 7.0 | Hydraulic Services | 12.0 | Hot/Chilled Water Units | Billi | Billi Quadra 460 Vandal Proof Chrome 180/175 | U 06 66 10084 | Harvey Norman | 1 |  |  |  |  | N | No | 2023-04-01 | 2022-09-05 | CDC Plumbing & Drainage | Kira Jackson
Hot/Chilled Water Units | 1-y | #AST1838 |  | CRPP | CRPP | PR1 | 1 | MA09-EASTLAKES 1 | Main Accommodation 09 (Eastlakes 1) | GR | Ground | MA09-004 | Kitchen 1 | HYD | Hydraulics | 1 | CRPP-1-MA09-G-HYD-41 | 014667 | Vandal proof dispenser w/remote buttons and font tray | 7.0 | Hydraulic Services | 12.0 | Hot/Chilled Water Units | Billi | Billi Quadra 460 Vandal Proof Chrome 180/175 | U 05 66 10048 | Harvey Norman | 1 |  |  |  |  | N | No | 2023-04-01 | 2022-09-05 | CDC Plumbing & Drainage | Kira Jackson
Hot/Chilled Water Units | 1-y | #AST1839 |  | CRPP | CRPP | PR1 | 1 | MA09-EASTLAKES 1 | Main Accommodation 09 (Eastlakes 1) | GR | Ground | MA09-021 | Office | HYD | Hydraulics | 1 | CRPP-1-MA09-G-HYD-42 | 014670 | Vandal proof dispenser w/remote buttons and font tray | 7.0 | Hydraulic Services | 12.0 | Hot/Chilled Water Units | Billi | Quadra 420 - 904020JCH | U 05 62 40046 | Harvey Norman | 1 |  |  |  |  | N | No | 2023-04-01 | 2022-09-05 | CDC Plumbing & Drainage | Kira Jackson
Hot/Chilled Water Units | 1-y | #AST1840 |  | CRPP | CRPP | PR1 | 1 | MA09-EASTLAKES 1 | Main Accommodation 09 (Eastlakes 1) | GR | Ground | MA09-024 | Kitchen 2 | HYD | Hydraulics | 1 | CRPP-1-MA09-G-HYD-43 | 014671 | Vandal proof dispenser w/remote buttons and font tray | 7.0 | Hydraulic Services | 12.0 | Hot/Chilled Water Units | Billi | Billi Quadra 460 Vandal Proof Chrome 180/175 | U 06 66 10087 | Harvey Norman | 1 |  |  |  |  | N | No | 2023-04-01 | 2022-09-05 | CDC Plumbing & Drainage | Kira Jackson
Hot/Chilled Water Units | 1-y | #AST1841 |  | CRPP | CRPP | PR1 | 1 | MA10-EASTLAKES 2 | Main Accommodation 10 (Eastlakes 2) | GR | Ground | MA10-004 | Kitchen 1 | HYD | Hydraulics | 1 | CRPP-1-MA10-G-HYD-41 | 014594 | Vandal proof dispenser w/remote buttons and font tray | 7.0 | Hydraulic Services | 12.0 | Hot/Chilled Water Units | Billi | Billi Quadra 460 Vandal Proof Chrome 180/175 | U 06 66 10083 | Harvey Norman | 1 |  |  |  |  | N | No | 2023-04-01 | 2022-09-05 | CDC Plumbing & Drainage | Kira Jackson
Hot/Chilled Water Units | 1-y | #AST1842 |  | CRPP | CRPP | PR1 | 1 | MA10-EASTLAKES 2 | Main Accommodation 10 (Eastlakes 2) | GR | Ground | MA10-021 | Office | HYD | Hydraulics | 1 | CRPP-1-MA10-G-HYD-42 | 014597 | Vandal proof dispenser w/remote buttons and font tray | 7.0 | Hydraulic Services | 12.0 | Hot/Chilled Water Units | Billi | Quadra 420 - 904020JCH | U 05 62 40047 | Harvey Norman | 1 |  |  |  |  | N | No | 2023-04-01 | 2022-09-05 | CDC Plumbing & Drainage | Kira Jackson
Hot/Chilled Water Units | 1-y | #AST1843 |  | CRPP | CRPP | PR1 | 1 | MA10-EASTLAKES 2 | Main Accommodation 10 (Eastlakes 2) | GR | Ground | MA10-024 | Kitchen 2 | HYD | Hydraulics | 1 | CRPP-1-MA10-G-HYD-43 | 014599 | Vandal proof dispenser w/remote buttons and font tray | 7.0 | Hydraulic Services | 12.0 | Hot/Chilled Water Units | Billi | Billi Quadra 460 Vandal Proof Chrome 180/175 | U 05 66 10111 | Harvey Norman | 1 |  |  |  |  | N | No | 2023-04-01 | 2022-09-05 | CDC Plumbing & Drainage | Kira Jackson
Hot/Chilled Water Units | 1-y | #AST1844 |  | CRPP | CRPP | PR1 | 1 | MA11-FRANCO 1 | Main Accommodation 11 (Franco 1) | GR | Ground | MA11-004 | Kitchen 1 | HYD | Hydraulics | 1 | CRPP-1-MA11-G-HYD-41 | 014778 | Vandal proof dispenser w/remote buttons and font tray | 7.0 | Hydraulic Services | 12.0 | Hot/Chilled Water Units | Billi | Billi Quadra 460 Vandal Proof Chrome 180/175 | U 06 66 10059 | Harvey Norman | 1 |  |  |  |  | N | No | 2023-04-01 | 2022-09-05 | CDC Plumbing & Drainage | Kira Jackson
Hot/Chilled Water Units | 1-y | #AST1845 |  | CRPP | CRPP | PR1 | 1 | MA11-FRANCO 1 | Main Accommodation 11 (Franco 1) | GR | Ground | MA11-021 | Office | HYD | Hydraulics | 1 | CRPP-1-MA11-G-HYD-42 | 014781 | Vandal proof dispenser w/remote buttons and font tray | 7.0 | Hydraulic Services | 12.0 | Hot/Chilled Water Units | Billi | Quadra 420 - 904020JCH | U 06 62 40015 | Harvey Norman | 1 |  |  |  |  | N | No | 2023-04-01 | 2022-09-05 | CDC Plumbing & Drainage | Kira Jackson
Hot/Chilled Water Units | 1-y | #AST1846 |  | CRPP | CRPP | PR1 | 1 | MA11-FRANCO 1 | Main Accommodation 11 (Franco 1) | GR | Ground | MA11-024 | Kitchen 2 | HYD | Hydraulics | 1 | CRPP-1-MA11-G-HYD-43 | 014782 | Vandal proof dispenser w/remote buttons and font tray | 7.0 | Hydraulic Services | 12.0 | Hot/Chilled Water Units | Billi | Billi Quadra 460 Vandal Proof Chrome 180/175 | U 06 66 10085 | Harvey Norman | 1 |  |  |  |  | N | No | 2023-04-01 | 2022-09-05 | CDC Plumbing & Drainage | Kira Jackson
Hot/Chilled Water Units | 1-y | #AST1847 |  | CRPP | CRPP | PR1 | 1 | MA12-FRANCO 2 | Main Accommodation 12 (Franco 2) | GR | Ground | MA12-004 | Kitchen 1 | HYD | Hydraulics | 1 | CRPP-1-MA12-G-HYD-41 | 014116 | Vandal proof dispenser w/remote buttons and font tray | 7.0 | Hydraulic Services | 12.0 | Hot/Chilled Water Units | Billi | Billi Quadra 460 Vandal Proof Chrome 180/175 | U 06 66 10076 | Harvey Norman | 1 |  |  |  |  | N | No | 2023-04-01 | 2022-09-05 | CDC Plumbing & Drainage | Kira Jackson
Hot/Chilled Water Units | 1-y | #AST1848 |  | CRPP | CRPP | PR1 | 1 | MA12-FRANCO 2 | Main Accommodation 12 (Franco 2) | GR | Ground | MA12-021 | Office | HYD | Hydraulics | 1 | CRPP-1-MA12-G-HYD-42 | 014118 | Vandal proof dispenser w/remote buttons and font tray | 7.0 | Hydraulic Services | 12.0 | Hot/Chilled Water Units | Billi | Quadra 420 - 904020JCH | U 06 62 40054 | Harvey Norman | 1 |  |  |  |  | N | No | 2023-04-01 | 2022-09-05 | CDC Plumbing & Drainage | Kira Jackson
Hot/Chilled Water Units | 1-y | #AST1849 |  | CRPP | CRPP | PR1 | 1 | MA12-FRANCO 2 | Main Accommodation 12 (Franco 2) | GR | Ground | MA12-024 | Kitchen 2 | HYD | Hydraulics | 1 | CRPP-1-MA12-G-HYD-43 | 014121 | Vandal proof dispenser w/remote buttons and font tray | 7.0 | Hydraulic Services | 12.0 | Hot/Chilled Water Units | Billi | Billi Quadra 460 Vandal Proof Chrome 180/175 | U 06 66 10073 | Harvey Norman | 1 |  |  |  |  | N | No | 2023-04-01 | 2022-09-05 | CDC Plumbing & Drainage | Kira Jackson
Hot/Chilled Water Units | 1-y | #AST1850 |  | CRPP | CRPP | PR1 | 1 | MA13-GALVIN 1 | Main Accommodation 13 (Galvin 1) | GR | Ground | MA13-004 | Kitchen 1 | HYD | Hydraulics | 1 | CRPP-1-MA13-G-HYD-41 | 013656 | Vandal proof dispenser w/remote buttons and font tray | 7.0 | Hydraulic Services | 12.0 | Hot/Chilled Water Units | Billi | Billi Quadra 460 Vandal Proof Chrome 180/175 | U 06 66 10078 | Harvey Norman | 1 |  |  |  |  | N | No | 2023-04-01 | 2022-09-05 | CDC Plumbing & Drainage | Kira Jackson
Hot/Chilled Water Units | 1-y | #AST1851 |  | CRPP | CRPP | PR1 | 1 | MA13-GALVIN 1 | Main Accommodation 13 (Galvin 1) | GR | Ground | MA13-021 | Office | HYD | Hydraulics | 1 | CRPP-1-MA13-G-HYD-42 | 013654 | Vandal proof dispenser w/remote buttons and font tray | 7.0 | Hydraulic Services | 12.0 | Hot/Chilled Water Units | Billi | Quadra 420 - 904020JCH | U 06 62 40055 | Harvey Norman | 1 |  |  |  |  | N | No | 2023-04-01 | 2022-09-05 | CDC Plumbing & Drainage | Kira Jackson
Hot/Chilled Water Units | 1-y | #AST1852 |  | CRPP | CRPP | PR1 | 1 | MA13-GALVIN 1 | Main Accommodation 13 (Galvin 1) | GR | Ground | MA13-024 | Kitchen 2 | HYD | Hydraulics | 1 | CRPP-1-MA13-G-HYD-43 | 013658 | Vandal proof dispenser w/remote buttons and font tray | 7.0 | Hydraulic Services | 12.0 | Hot/Chilled Water Units | Billi | Billi Quadra 460 Vandal Proof Chrome 180/175 | U 06 66 10088 | Harvey Norman | 1 |  |  |  |  | N | No | 2023-04-01 | 2022-09-05 | CDC Plumbing & Drainage | Kira Jackson
Hot/Chilled Water Units | 1-y | #AST1853 |  | CRPP | CRPP | PR1 | 1 | MA14-GALVIN 2 | Main Accommodation 14 (Galvin 2) | GR | Ground | MA14-004 | Kitchen 1 | HYD | Hydraulics | 1 | CRPP-1-MA14-G-HYD-41 | 013499 | Vandal proof dispenser w/remote buttons and font tray | 7.0 | Hydraulic Services | 12.0 | Hot/Chilled Water Units | Billi | Billi Quadra 460 Vandal Proof Chrome 180/175 | U 06 66 10095 | Harvey Norman | 1 |  |  |  |  | N | No | 2023-04-01 | 2022-09-05 | CDC Plumbing & Drainage | Kira Jackson
Hot/Chilled Water Units | 1-y | #AST1854 |  | CRPP | CRPP | PR1 | 1 | MA14-GALVIN 2 | Main Accommodation 14 (Galvin 2) | GR | Ground | MA14-021 | Office | HYD | Hydraulics | 1 | CRPP-1-MA14-G-HYD-42 | 013522 | Vandal proof dispenser w/remote buttons and font tray | 7.0 | Hydraulic Services | 12.0 | Hot/Chilled Water Units | Billi | Quadra 420 - 904020JCH | U 06 62 40009 | Harvey Norman | 1 |  |  |  |  | N | No | 2023-04-01 | 2022-09-05 | CDC Plumbing & Drainage | Kira Jackson
Hot/Chilled Water Units | 1-y | #AST1855 |  | CRPP | CRPP | PR1 | 1 | MA14-GALVIN 2 | Main Accommodation 14 (Galvin 2) | GR | Ground | MA14-024 | Kitchen 2 | HYD | Hydraulics | 1 | CRPP-1-MA14-G-HYD-43 | 013524 | Vandal proof dispenser w/remote buttons and font tray | 7.0 | Hydraulic Services | 12.0 | Hot/Chilled Water Units | Billi | Billi Quadra 460 Vandal Proof Chrome 180/175 | U 06 66 10082 | Harvey Norman | 1 |  |  |  |  | N | No | 2023-04-01 | 2022-09-05 | CDC Plumbing & Drainage | Kira Jackson
Hot/Chilled Water Units | 1-y | #AST1856 |  | CRPP | CRPP | PR1 | 1 | MA15-HAILAR 1 | Main Accommodation 15 (Hailar 1) | GR | Ground | MA15-004 | Kitchen 1 | HYD | Hydraulics | 1 | CRPP-1-MA15-G-HYD-41 | 013426 | Vandal proof dispenser w/remote buttons and font tray | 7.0 | Hydraulic Services | 12.0 | Hot/Chilled Water Units | Billi | Billi Quadra 460 Vandal Proof Chrome 180/175 | U 06 66 10033 | Harvey Norman | 1 |  |  |  |  | N | No | 2023-04-01 | 2022-09-05 | CDC Plumbing & Drainage | Kira Jackson
Hot/Chilled Water Units | 1-y | #AST1857 |  | CRPP | CRPP | PR1 | 1 | MA15-HAILAR 1 | Main Accommodation 15 (Hailar 1) | GR | Ground | MA15-021 | Office | HYD | Hydraulics | 1 | CRPP-1-MA15-G-HYD-42 | 013428 | Vandal proof dispenser w/remote buttons and font tray | 7.0 | Hydraulic Services | 12.0 | Hot/Chilled Water Units | Billi | Quadra 420 - 904020JCH | U 06 62 40007 | Harvey Norman | 1 |  |  |  |  | N | No | 2023-04-01 | 2022-09-05 | CDC Plumbing & Drainage | Kira Jackson
Hot/Chilled Water Units | 1-y | #AST1858 |  | CRPP | CRPP | PR1 | 1 | MA15-HAILAR 1 | Main Accommodation 15 (Hailar 1) | GR | Ground | MA15-024 | Kitchen 2 | HYD | Hydraulics | 1 | CRPP-1-MA15-G-HYD-43 | 013431 | Vandal proof dispenser w/remote buttons and font tray | 7.0 | Hydraulic Services | 12.0 | Hot/Chilled Water Units | Billi | Billi Quadra 460 Vandal Proof Chrome 180/175 | U 06 66 10080 | Harvey Norman | 1 |  |  |  |  | N | No | 2023-04-01 | 2022-09-05 | CDC Plumbing & Drainage | Kira Jackson
Hot/Chilled Water Units | 1-y | #AST1859 |  | CRPP | CRPP | PR1 | 1 | MA16-HAILAR 2 | Main Accommodation 16 (Hailar 2) | GR | Ground | MA16-004 | Kitchen 1 | HYD | Hydraulics | 1 | CRPP-1-MA16-G-HYD-41 | 013324 | Vandal proof dispenser w/remote buttons and font tray | 7.0 | Hydraulic Services | 12.0 | Hot/Chilled Water Units | Billi | Billi Quadra 460 Vandal Proof Chrome 180/175 | U 06 66 10107 | Harvey Norman | 1 |  |  |  |  | N | No | 2023-04-01 | 2022-09-05 | CDC Plumbing & Drainage | Kira Jackson
Hot/Chilled Water Units | 1-y | #AST1860 |  | CRPP | CRPP | PR1 | 1 | MA16-HAILAR 2 | Main Accommodation 16 (Hailar 2) | GR | Ground | MA16-021 | Office | HYD | Hydraulics | 1 | CRPP-1-MA16-G-HYD-42 | 013325 | Vandal proof dispenser w/remote buttons and font tray | 7.0 | Hydraulic Services | 12.0 | Hot/Chilled Water Units | Billi | Quadra 420 - 904020JCH | U 06 62 40013 | Harvey Norman | 1 |  |  |  |  | N | No | 2023-04-01 | 2022-09-05 | CDC Plumbing & Drainage | Kira Jackson
Hot/Chilled Water Units | 1-y | #AST1861 |  | CRPP | CRPP | PR1 | 1 | MA16-HAILAR 2 | Main Accommodation 16 (Hailar 2) | GR | Ground | MA16-024 | Kitchen 2 | HYD | Hydraulics | 1 | CRPP-1-MA16-G-HYD-43 | 013327 | Vandal proof dispenser w/remote buttons and font tray | 7.0 | Hydraulic Services | 12.0 | Hot/Chilled Water Units | Billi | Billi Quadra 460 Vandal Proof Chrome 180/175 | U 06 66 10101 | Harvey Norman | 1 |  |  |  |  | N | No | 2023-04-01 | 2022-09-05 | CDC Plumbing & Drainage | Kira Jackson
Hot/Chilled Water Units | 1-y | #AST1862 |  | CRPP | CRPP | PR1 | 1 | MU | Karlton | GR | Ground | MU-026 | Kitchen 1 | HYD | Hydraulics | 1 | CRPP-1-MU-G-HYD-01 | 014976 | Vandal proof dispenser w/remote buttons and font tray | 7.0 | Hydraulic Services | 12.0 | Hot/Chilled Water Units | Billi | Quadra 420 - 904020JCH |  | Harvey Norman | 1 |  |  |  |  | N | No | 2023-04-01 | 2022-09-05 | CDC Plumbing & Drainage | Kira Jackson
Hot/Chilled Water Units | 1-y | #AST1864 |  | CRPP | CRPP | PR1 | 1 | MU | Karlton | GR | Ground | MU-029 | Day Room | HYD | Hydraulics | 1 | CRPP-1-MU-G-HYD-02 | 014974 | Vandal proof dispenser w/remote buttons and font tray | 7.0 | Hydraulic Services | 12.0 | Hot/Chilled Water Units | Billi | Quadra 420 - 904020JCH | U066460045 | Harvey Norman | 1 |  |  |  |  | N | No | 2023-04-01 | 2022-09-05 | CDC Plumbing & Drainage | Kira Jackson
Hot/Chilled Water Units | 1-y | #AST1865 |  | CRPP | CRPP | PR1 | 1 | MU | Karlton | GR | Ground | MU-036 | Program 2 | HYD | Hydraulics | 1 | CRPP-1-MU-G-HYD-04 | 014973 | Vandal proof dispenser w/remote buttons and font tray | 7.0 | Hydraulic Services | 12.0 | Hot/Chilled Water Units | Billi | Quadra 420 - 904020JCH | U076240013 | Harvey Norman | 1 |  |  |  |  | N | No | 2023-04-01 | 2022-09-05 | CDC Plumbing & Drainage | Kira Jackson
Hot/Chilled Water Units | 1-y | #AST1866 |  | CRPP | CRPP | PR1 | 1 | MU | Karlton | GR | Ground | MU-038 | Kitchen 2 | HYD | Hydraulics | 1 | CRPP-1-MU-G-HYD-05 | 014968 | Vandal proof dispenser w/remote buttons and font tray | 7.0 | Hydraulic Services | 12.0 | Hot/Chilled Water Units | Billi | Quadra 420 - 904020JCH | U066460051 | Harvey Norman | 1 |  |  |  |  | N | No | 2023-04-01 | 2022-09-05 | CDC Plumbing & Drainage | Kira Jackson
Hot/Chilled Water Units | 1-y | #AST1867 |  | CRPP | CRPP | PR1 | 1 | RC | Recreation | GR | Ground | RC-026 | Multipurpose | HYD | Hydraulics | 1 | CRPP-1-RC-G-HYD-01 | 014907 | Vandal proof dispenser w/remote buttons and font tray | 7.0 | Hydraulic Services | 12.0 | Hot/Chilled Water Units | Billi | Quadra 420 - 904020JCH | U 05 66 10049 | Harvey Norman | 1 |  |  |  |  | N | No | 2023-04-01 | 2022-09-05 | CDC Plumbing & Drainage | Kira Jackson
Hot/Chilled Water Units | 1-y | #AST1868 |  | CRPP | CRPP | PR1 | 1 | RD | Reception Discharge | GR | Ground | RD-117 | Meals Prep | HYD | Hydraulics | 1 | CRPP-1-RD-G-HYD-29 | 014066 | Vandal proof dispenser w/remote buttons and font tray | 7.0 | Hydraulic Services | 12.0 | Hot/Chilled Water Units | Billi | Quadra 420 - 904020JCH | U056460030 | Harvey Norman | 1 |  |  |  |  | N | No | 2023-04-01 | 2022-09-05 | CDC Plumbing & Drainage | Kira Jackson
Hot/Chilled Water Units | 1-y | #AST1869 |  | CRPP | CRPP | PR1 | 1 | VI | Visits | GR | Ground | VI-008 | Family Visits 1 | HYD | Hydraulics | 1 | CRPP-1-VI-G-HYD-33 | 013940 | Vandal proof dispenser w/remote buttons and font tray | 7.0 | Hydraulic Services | 12.0 | Hot/Chilled Water Units | Billi | Quadra 420 - 904020JCH | U 05 62 40002 | Harvey Norman | 1 |  |  |  |  | N | No | 2023-04-01 | 2022-09-05 | CDC Plumbing & Drainage | Kira Jackson
Hot/Chilled Water Units | 1-y | #AST1870 |  | CRPP | CRPP | PR1 | 1 | VI | Visits | GR | Ground | VI-011 | Family Visits 2 | HYD | Hydraulics | 1 | CRPP-1-VI-G-HYD-34 | 013941 | Vandal proof dispenser w/remote buttons and font tray | 7.0 | Hydraulic Services | 12.0 | Hot/Chilled Water Units | Billi | Quadra 420 - 904020JCH | U 05 62 40011 | Harvey Norman | 1 |  |  |  |  | N | No | 2023-04-01 | 2022-09-05 | CDC Plumbing & Drainage | Kira Jackson
Hot/Chilled Water Units | 1-y | #AST4029 |  | CRPP | CRPP | PR1 | 1 | CC | Cultural Centre | GR | Ground | CC-010 | Staff Tea Room | HYD | Hydraulics | 1 | CRPP-1-CC-G-HYD-07 | 013988 | Tap with boiling and chilled fitered water w/DDA compliant dispenser | 7.0 | Hydraulic Services | 12.0 | Hot/Chilled Water Units | Billi | Quadra 420 - 904020JCH | U066460008 | Harvey Norman | 1 |  |  |  |  | N | No | 2023-04-01 | 2022-09-05 | CDC Plumbing & Drainage | Kira Jackson
Hot/Chilled Water Units | 1-y | #AST4042 |  | CRPP | CRPP | PR1 | 1 | EN02 | Bennetti Entry | GR | Ground | EN02-020 | Staff Tea Room | HYD | Hydraulics | 1 | CRPP-1-EN02-G-HYD-02 | 013098 | Vandal proof dispenser w/remote buttons and font tray | 7.0 | Hydraulic Services | 12.0 | Hot/Chilled Water Units | Billi | Quadra 420 - 904020JCH | U 05 64 50095 | Harvey Norman | 1 |  |  |  |  | N | No | 2023-04-01 | 2022-09-05 | CDC Plumbing & Drainage | Kira Jackson
Hot/Chilled Water Units | 1-y | #AST4057 |  | CRPP | CRPP | PR1 | 1 | EN03 | Ceti Entry | GR | Ground | EN03-020 | Staff Tea Room | HYD | Hydraulics | 1 | CRPP-1-EN03-G-HYD-02 | 013106 | Vandal proof dispenser w/remote buttons and font tray | 7.0 | Hydraulic Services | 12.0 | Hot/Chilled Water Units | Billi | Quadra 420 - 904020JCH | U 05 64 60092 | Harvey Norman | 1 |  |  |  |  | N | No | 2023-04-01 | 2022-09-05 | CDC Plumbing & Drainage | Kira Jackson
Hot/Chilled Water Units | 1-y | #AST4072 |  | CRPP | CRPP | PR1 | 1 | EN04/WE1 | Duncan Entry | GR | Ground | EN04-020 | Staff Tea Room | HYD | Hydraulics | 1 | CRPP-1-EN04-G-HYD-02 | 014851 | Vandal proof dispenser w/remote buttons and font tray | 7.0 | Hydraulic Services | 12.0 | Hot/Chilled Water Units | Billi | Quadra 420 - 904020JCH | U 06 64 60011 | Harvey Norman | 1 |  |  |  |  | N | No | 2023-04-01 | 2022-09-05 | CDC Plumbing & Drainage | Kira Jackson
Hot/Chilled Water Units | 1-y | #AST4087 |  | CRPP | CRPP | PR1 | 1 | EN05/WE2 | Eastlakes Entry | GR | Ground | EN05-020 | Staff Tea Room | HYD | Hydraulics | 1 | CRPP-1-EN05-G-HYD-02 | 014874 | Vandal proof dispenser w/remote buttons and font tray | 7.0 | Hydraulic Services | 12.0 | Hot/Chilled Water Units | Billi | Quadra 420 - 904020JCH | U 07 64 80035 | Harvey Norman | 1 |  |  |  |  | N | No | 2023-04-01 | 2022-09-05 | CDC Plumbing & Drainage | Kira Jackson
Hot/Chilled Water Units | 1-y | #AST4102 |  | CRPP | CRPP | PR1 | 1 | EN06 | Franco Entry | GR | Ground | EN06-020 | Staff Tea Room | HYD | Hydraulics | 1 | CRPP-1-EN06-G-HYD-02 | 014862 | Vandal proof dispenser w/remote buttons and font tray | 7.0 | Hydraulic Services | 12.0 | Hot/Chilled Water Units | Billi | Quadra 420 - 904020JCH | U 06 64 60033 | Harvey Norman | 1 |  |  |  |  | N | No | 2023-04-01 | 2022-09-05 | CDC Plumbing & Drainage | Kira Jackson
Hot/Chilled Water Units | 1-y | #AST4117 |  | CRPP | CRPP | PR1 | 1 | EN07 | Galvin Entry | GR | Ground | EN07-020 | Staff Tea Room | HYD | Hydraulics | 1 | CRPP-1-EN07-G-HYD-02 | 013091 | Vandal proof dispenser w/remote buttons and font tray | 7.0 | Hydraulic Services | 12.0 | Hot/Chilled Water Units | Billi | Quadra 420 - 904020JCH | U 01 64 40060 | Harvey Norman | 1 |  |  |  |  | N | No | 2023-04-01 | 2022-09-05 | CDC Plumbing & Drainage | Kira Jackson
Hot/Chilled Water Units | 1-y | #AST4132 |  | CRPP | CRPP | PR1 | 1 | EN08 | Hailar Entry | GR | Ground | EN08-020 | Staff Tea Room | HYD | Hydraulics | 1 | CRPP-1-EN08-G-HYD-02 | 013113 | Vandal proof dispenser w/remote buttons and font tray | 7.0 | Hydraulic Services | 12.0 | Hot/Chilled Water Units | Billi | Quadra 420 - 904020JCH | U 05 64 60105 | Harvey Norman | 1 |  |  |  |  | N | No | 2023-04-01 | 2022-09-05 | CDC Plumbing & Drainage | Kira Jackson
Hot/Chilled Water Units | 1-y | #AST4160 |  | CRPP | CRPP | PR1 | 1 | EP | Education Programs | GR | Ground | EP-029 | Staff Tea Room | HYD | Hydraulics | 1 | CRPP-1-EP-G-HYD-13 | 013956 | Tap with boiling and chilled fitered water w/DDA compliant dispenser | 7.0 | Hydraulic Services | 12.0 | Hot/Chilled Water Units | Billi | Quadra 420 - 904020JCH | U 06 66 10048 | Harvey Norman | 1 |  |  |  |  | N | No | 2023-04-01 | 2022-09-05 | CDC Plumbing & Drainage | Kira Jackson
Hot/Chilled Water Units | 1-y | #AST4167 |  | CRPP | CRPP | PR1 | 1 | MU | Karlton | GR | Ground | MU-013 | Staff Tea Room | HYD | Hydraulics | 1 | CRPP-1-MU-G-HYD-08 | 014971 | Tap with boiling and chilled fitered water w/DDA compliant dispenser | 7.0 | Hydraulic Services | 12.0 | Hot/Chilled Water Units | Billi | Quadra 420 - 904020JCH | U056240051 | Harvey Norman | 1 |  |  |  |  | N | No | 2023-04-01 | 2022-09-05 | CDC Plumbing & Drainage | Kira Jackson
Hot/Chilled Water Units | 1-y | #AST4229 |  | CRPP | CRPP | PR1 | 1 | SS | State Services Building | GR | Ground | SS-023 | Ambulance Office | HYD | Hydraulics | 1 | CRPP-1-SS-G-HYD-22 | 013015 | Tap with boiling and chilled fitered water w/DDA compliant dispenser | 7.0 | Hydraulic Services | 12.0 | Hot/Chilled Water Units | Billi | Quadra 420 - 904020JCH | U056240012 | Harvey Norman | 1 |  |  |  |  | N | No | 2023-04-01 | 2022-09-05 | CDC Plumbing & Drainage | Kira Jackson
Hot/Chilled Water Units | 1-y | #AST4230 |  | CRPP | CRPP | PR1 | 1 | SS | State Services Building | GR | Ground | SS-015 | Kitchen | HYD | Hydraulics | 1 | CRPP-1-SS-G-HYD-23 | 013020 | Tap with boiling and chilled fitered water w/DDA compliant dispenser | 7.0 | Hydraulic Services | 12.0 | Hot/Chilled Water Units | Billi | Quadra 420 - 904020JCH | U046610009 | Harvey Norman | 1 |  |  |  |  | N | No | 2023-04-01 | 2022-09-05 | CDC Plumbing & Drainage | Kira Jackson
Hot/Chilled Water Units | 1-y | #AST4231 |  | CRPP | CRPP | PR1 | 1 | SS | State Services Building | GR | Ground | SS-012 | Tea Area | HYD | Hydraulics | 1 | CRPP-1-SS-G-HYD-24 | 013021 | Tap with boiling and chilled fitered water w/DDA compliant dispenser | 7.0 | Hydraulic Services | 12.0 | Hot/Chilled Water Units | Billi | Quadra 420 - 904020JCH | U046610019 | Harvey Norman | 1 |  |  |  |  | N | No | 2023-04-01 | 2022-09-05 | CDC Plumbing & Drainage | Kira Jackson
Hot/Chilled Water Units | 1-y | #AST4235 |  | CRPP | CRPP | PR1 | 1 | IM | Industries Mainstream | GR | Ground | IM-011 | Staff Tea | HYD | Hydraulics | 1 | CRPP-1-IM-G-HYD-05 | 015279 | Tap with boiling and chilled fitered water w/DDA compliant dispenser | 7.0 | Hydraulic Services | 12.0 | Hot/Chilled Water Units | Billi | Quadra 420 - 904020JCH | U066460024 | Harvey Norman | 1 |  |  |  |  | N | No | 2023-04-01 | 2022-09-05 | CDC Plumbing & Drainage | Kira Jackson
Hot/Chilled Water Units | 1-y | #AST4266 |  | CRPP | CRPP | PR1 | 1 | IP | Industries Protection | GR | Ground | IP-019 | Officer Post | HYD | Hydraulics | 1 | CRPP-1-IP-G-HYD-10 | 014952 | Tap with boiling and chilled fitered water w/DDA compliant dispenser | 7.0 | Hydraulic Services | 12.0 | Hot/Chilled Water Units | Billi | Quadra 420 - 904020JCH | U056240055 | [6 empty] | N | No | 2023-04-01 | 2022-09-05 | CDC Plumbing & Drainage | Kira Jackson
Hot/Chilled Water Units | 1-y | #AST4288 |  | CRPP | CRPP | PR1 | 1 | KL | Kitchen Laundry | GR | Ground | KL-016 | Officer Post | HYD | Hydraulics | 1 | CRPP-1-KL-G-HYD-07 | 015195 | Tap with boiling and chilled fitered water w/DDA compliant dispenser | 7.0 | Hydraulic Services | 12.0 | Hot/Chilled Water Units | Billi | Quadra 420 - 904020JCH | U056240056 | Harvey Norman | 1 |  |  |  |  | N | No | 2023-04-01 | 2022-09-05 | CDC Plumbing & Drainage | Kira Jackson
Hot/Chilled Water Units | 1-y | #AST4303 |  | CRPP | CRPP | PR1 | 1 | KL | Kitchen Laundry | GR | Ground | KL-051 | Staff Dining | HYD | Hydraulics | 1 | CRPP-1-KL-G-HYD-18 | 015201 | Tap with boiling and chilled fitered water w/DDA compliant dispenser | 7.0 | Hydraulic Services | 12.0 | Hot/Chilled Water Units | Billi | Quadra 420 - 904020JCH | U076460033 | Harvey Norman | 1 |  |  |  |  | N | No | 2023-04-01 | 2022-09-05 | CDC Plumbing & Drainage | Kira Jackson
Hot/Chilled Water Units | 1-y | #AST4682 |  | CRPP | CRPP | PR1 | 1 | GH | Gatehouse | GR | Ground | GH-039 | Kitchen | HYD | Hydraulics | 1 | CRPP-1-GH-G-HYD-19 | 013585 | Tap with boiling and chilled fitered water w/DDA compliant dispenser | 7.0 | Hydraulic Services | 12.0 | Hot/Chilled Water Units | Billi | Quadra 420 - 904020JCH | T 11 64 60541LCH | Harvey Norman | 1 |  |  |  |  | N | No | 2023-04-01 | 2022-09-05 | CDC Plumbing & Drainage | Kira Jackson
Hot/Chilled Water Units | 1-y | #AST4684 |  | CRPP | CRPP | PR1 | 1 | GH | Gatehouse | GR | Ground | GH-090 | Board Room/Secondary Ecc | HYD | Hydraulics | 1 | CRPP-1-GH-G-HYD-21 | 013589 | Tap with boiling and chilled fitered water w/DDA compliant dispenser | 7.0 | Hydraulic Services | 12.0 | Hot/Chilled Water Units | Billi | Quadra 420 - 904020JCH | U066610036 | Harvey Norman | 1 |  |  |  |  | N | No | 2023-04-01 | 2022-09-05 | CDC Plumbing & Drainage | Kira Jackson
Hot/Chilled Water Units | 1-y | #AST4685 |  | CRPP | CRPP | PR1 | 1 | GH | Gatehouse | GR | Ground | GH-094 | Tea Room | HYD | Hydraulics | 1 | CRPP-1-GH-G-HYD-22 | 013590 | Tap with boiling and chilled fitered water w/DDA compliant dispenser | 7.0 | Hydraulic Services | 12.0 | Hot/Chilled Water Units | Billi | Quadra 420 - 904020JCH | U066610043 | Harvey Norman | 1 |  |  |  |  | N | No | 2023-04-01 | 2022-09-05 | CDC Plumbing & Drainage | Kira Jackson
Hot/Chilled Water Units | 1-y | #AST4686 |  | CRPP | CRPP | PR1 | 1 | GH | Gatehouse | GR | Ground | GH-081 | Tea Area | HYD | Hydraulics | 1 | CRPP-1-GH-G-HYD-23 | 013591 | Tap with boiling and chilled fitered water w/DDA compliant dispenser | 7.0 | Hydraulic Services | 12.0 | Hot/Chilled Water Units | Billi | Quadra 420 - 904020JCH | U046610012 | Harvey Norman | 1 |  |  |  |  | N | No | 2023-04-01 | 2022-09-05 | CDC Plumbing & Drainage | Kira Jackson
Hot/Chilled Water Units | 1-y | #AST4687 |  | CRPP | CRPP | PR1 | 1 | GH | Gatehouse | GR | Ground | GH-080 | Auditorium | HYD | Hydraulics | 1 | CRPP-1-GH-G-HYD-24 | 013592 | Tap with boiling and chilled fitered water w/DDA compliant dispenser | 7.0 | Hydraulic Services | 12.0 | Hot/Chilled Water Units | Billi | Quadra 420 - 904020JCH | U046610013 | Harvey Norman | 1 |  |  |  |  | N | No | 2023-04-01 | 2022-09-05 | CDC Plumbing & Drainage | Kira Jackson
Hot/Chilled Water Units | 1-y | #AST4691 |  | CRPP | CRPP | PR1 | 1 | GH | Gatehouse | L1 | Level 01 | GH-203 | Control Room | HYD | Hydraulics | 1 | CRPP-1-GH-G-HYD-29 | 013594 | Tap with boiling and chilled fitered water w/DDA compliant dispenser | 7.0 | Hydraulic Services | 12.0 | Hot/Chilled Water Units | Billi | Quadra 420 - 904020JCH | U066610045 | Harvey Norman | 1 |  |  |  |  | N | No | 2023-04-01 | 2022-09-05 | CDC Plumbing & Drainage | Kira Jackson
Hot/Chilled Water Units | 1-y | #AST4692 |  | CRPP | CRPP | PR1 | 1 | OC | Operations Centre | GR | Ground | OC-035 | Staff Tea 2 | HYD | Hydraulics | 1 | CRPP-1-OC-G-HYD-13 | 014001 | Tap with boiling and chilled fitered water w/DDA compliant dispenser | 7.0 | Hydraulic Services | 12.0 | Hot/Chilled Water Units | Billi | Quadra 420 - 904020JCH | U066240053 | Harvey Norman | 1 |  |  |  |  | N | No | 2023-04-01 | 2022-09-05 | CDC Plumbing & Drainage | Kira Jackson
Hot/Chilled Water Units | 1-y | #AST4693 |  | CRPP | CRPP | PR1 | 1 | OC | Operations Centre | GR | Ground | OC-018 | Staff Tea 1 | HYD | Hydraulics | 1 | CRPP-1-OC-G-HYD-14 | 014002 | Tap with boiling and chilled fitered water w/DDA compliant dispenser | 7.0 | Hydraulic Services | 12.0 | Hot/Chilled Water Units | Billi | Quadra 420 - 904020JCH | U036440157 | Harvey Norman | 1 |  |  |  |  | N | No | 2023-04-01 | 2022-09-05 | CDC Plumbing & Drainage | Kira Jackson
Hot/Chilled Water Units | 1-y | #AST4694 |  | CRPP | CRPP | PR1 | 1 | OC | Operations Centre | L1 | Level 01 | OC-116 | Kitchen | HYD | Hydraulics | 1 | CRPP-1-OC-G-HYD-15 | 014004 | Tap with boiling and chilled fitered water w/DDA compliant dispenser | 7.0 | Hydraulic Services | 12.0 | Hot/Chilled Water Units | Billi | Quadra 420 - 904020JCH | U066240051 | Harvey Norman | 1 |  |  |  |  | N | No | 2023-04-01 | 2022-09-05 | CDC Plumbing & Drainage | Kira Jackson
Hot/Chilled Water Units | 1-y | #AST4695 |  | CRPP | CRPP | PR1 | 1 | OC | Operations Centre | L1 | Level 01 | OC-127 | Breakout | HYD | Hydraulics | 1 | CRPP-1-OC-G-HYD-16 | 014006 | Tap with boiling and chilled fitered water w/DDA compliant dispenser | 7.0 | Hydraulic Services | 12.0 | Hot/Chilled Water Units | Billi | Quadra 420 - 904020JCH | U066610049 | Harvey Norman | 1 |  |  |  |  | N | No | 2023-04-01 | 2022-09-05 | CDC Plumbing & Drainage | Kira Jackson
Hot/Chilled Water Units | 1-y | #AST4698 |  | CRPP | CRPP | PR1 | 1 | RD | Reception Discharge | GR | Ground | RD-006 | Staff Tea Room | HYD | Hydraulics | 1 | CRPP-1-RD-G-HYD-31 | 014069 | Tap with boiling and chilled fitered water w/DDA compliant dispenser | 7.0 | Hydraulic Services | 12.0 | Hot/Chilled Water Units | Billi | Quadra 420 - 904020JCH | U076460037 | Harvey Norman | 1 |  |  |  |  | N | No | 2023-04-01 | 2022-09-05 | CDC Plumbing & Drainage | Kira Jackson
Hot/Chilled Water Units | 1-y | #AST4699 |  | CRPP | CRPP | PR1 | 1 | SE | Security & Emergency Services Group Building | GR | Ground | SE-034 | Locksmith | HYD | Hydraulics | 1 | CRPP-1-SES-G-HYD-18 | 013633 | Tap with boiling and chilled fitered water w/DDA compliant dispenser | 7.0 | Hydraulic Services | 12.0 | Hot/Chilled Water Units | Billi | Quadra 420 - 904020JCH | U066240052 | Harvey Norman | 1 |  |  |  |  | N | No | 2023-04-01 | 2022-09-05 | CDC Plumbing & Drainage | Kira Jackson
Hot/Chilled Water Units | 1-y | #AST4700 |  | CRPP | CRPP | PR1 | 1 | SE | Security & Emergency Services Group Building | GR | Ground | SE-030 | Meals | HYD | Hydraulics | 1 | CRPP-1-SES-G-HYD-19 | 013636 | Tap with boiling and chilled fitered water w/DDA compliant dispenser | 7.0 | Hydraulic Services | 12.0 | Hot/Chilled Water Units | Billi | Quadra 420 - 904020JCH | U066610050 | Harvey Norman | 1 |  |  |  |  | N | No | 2023-04-01 | 2022-09-05 | CDC Plumbing & Drainage | Kira Jackson
Hot/Chilled Water Units | 1-y | #AST4702 |  | CRPP | CRPP | PR1 | 1 | VI | Visits | GR | Ground | VI-158 | Staff Tea Room 1 | HYD | Hydraulics | 1 | CRPP-1-VI-G-HYD-33 | 014162 | Tap with boiling and chilled fitered water w/DDA compliant dispenser | 7.0 | Hydraulic Services | 12.0 | Hot/Chilled Water Units | Billi | Quadra 420 - 904020JCH |  | Harvey Norman | 1 |  |  |  |  | N | No | 2023-04-01 | 2022-09-05 | CDC Plumbing & Drainage | Kira Jackson
Hot/Chilled Water Units | 1-y | #AST4703 |  | CRPP | CRPP | PR1 | 1 | VI | Visits | GR | Ground | VI-146 | Staff Tea Room 2 | HYD | Hydraulics | 1 | CRPP-1-VI-G-HYD-34 | 014163 | Tap with boiling and chilled fitered water w/DDA compliant dispenser | 7.0 | Hydraulic Services | 12.0 | Hot/Chilled Water Units | Billi | Quadra 420 - 904020JCH |  | Harvey Norman | 1 |  |  |  |  | N | No | 2023-04-01 | 2022-09-05 | CDC Plumbing & Drainage | Kira Jackson
Hot/Chilled Water Units | 1-y | #AST6587 |  | CRPP | CRPP | PR1 | 1 | HE | Health | GR | Ground | HE-047 | Staff Tea Room | HYD | Hydraulics | 1 | CRPP-1-HE-G-HYD-52 | 015053 | Vandal proof dispenser w/remote buttons and font tray | 7.0 | Hydraulic Services | 12.0 | Hot/Chilled Water Units | Billi | Quadra 420 - 904020JCH | U066610042 | Harvey Norman | 1 |  |  |  |  | N | No | 2023-04-01 | 2022-09-05 | CDC Plumbing & Drainage | Kira Jackson
Hot/Chilled Water Units | 1-y | #AST6588 |  | CRPP | CRPP | PR1 | 1 | HE | Health | GR | Ground | HE-064 | Courtyard 2 | HYD | Hydraulics | 1 | CRPP-1-HE-G-HYD-53 | 015054 | Vandal proof dispenser w/remote buttons and font tray | 7.0 | Hydraulic Services | 12.0 | Hot/Chilled Water Units | Billi | Quadra 420 - 904020JCH | U066460057 | Harvey Norman | 1 |  |  |  |  | N | No | 2023-04-01 | 2022-09-05 | CDC Plumbing & Drainage | Kira Jackson
Hot/Chilled Water Units | 1-y | #AST6591 |  | CRPP | CRPP | PR1 | 1 | IM | Industries Mainstream | GR | Ground | IM-018 | Prisoner Tea & Locker 2 | HYD | Hydraulics | 1 | CRPP-1-IM-G-HYD-24 | 015278 | Vandal proof dispenser w/remote buttons and font tray | 7.0 | Hydraulic Services | 12.0 | Hot/Chilled Water Units | Billi | Quadra 420 - 904020JCH | U066610074 | Harvey Norman | 1 |  |  |  |  | N | No | 2023-04-01 | 2022-09-05 | CDC Plumbing & Drainage | Kira Jackson
Hot/Chilled Water Units | 1-y | #AST6592 |  | CRPP | CRPP | PR1 | 1 | IM | Industries Mainstream | GR | Ground | IM-018 | Prisoner Tea & Locker 2 | HYD | Hydraulics | 1 | CRPP-1-IM-G-HYD-25 | 015270 | Vandal proof dispenser w/remote buttons and font tray | 7.0 | Hydraulic Services | 12.0 | Hot/Chilled Water Units | Billi | Quadra 420 - 904020JCH | U066610072 | Harvey Norman | 1 |  |  |  |  | N | No | 2023-04-01 | 2022-09-05 | CDC Plumbing & Drainage | Kira Jackson
Hot/Chilled Water Units | 1-y | #AST6599 |  | CRPP | CRPP | PR1 | 1 | MU | Karlton | GR | Ground | MU-050 | Obs Dayroom | HYD | Hydraulics | 1 | CRPP-1-MU-G-HYD-67 | 014970 | Vandal proof dispenser w/remote buttons and font tray | 7.0 | Hydraulic Services | 12.0 | Hot/Chilled Water Units | Billi | Quadra 420 - 904020JCH | [7 empty] | N | No | 2023-04-01 | 2022-09-05 | CDC Plumbing & Drainage | Kira Jackson